## Table_6_05
Table 6.5. Planned U.S. Electric Generating Unit Additions
Year | Month | Entity ID | Entity Name | Plant Producer Type | Plant Name | Plant State | Plant ID | Generator ID | Net Summer Capacity (MW) | Technology | Energy Source Code | Prime Mover Code | Status | Nameplate Capacity (MW)
2019 | 10 | 62139 | 1025 Traveller Solar, LLC | IPP | 1025 Traveller Solar, LLC | NC | 62660 | 1025 | 5 | Solar Photovoltaic | SUN | PV | (V) Under construction, more than 50 percent complete | 5
2019 | 10 | 62140 | 1047 Little Mountain Solar, LLC | IPP | 1047 Little Mountain Solar, LLC | NC | 62661 | 1047 | 3 | Solar Photovoltaic | SUN | PV | (V) Under construction, more than 50 percent complete | 3
2019 | 10 | 60571 | AEP Onsite Partners | IPP | Lady Slipper Solar Array | MN | 62414 | PV1 | 4.4 | Solar Photovoltaic | SUN | PV | (TS) Construction complete, but not yet in commercial operation | 4.4
2019 | 10 | 60146 | Ameresco Federal Solutions | IPP | NASA Wallops Flight Facility Solar | VA | 62948 | CRPT5 | 0.1 | Solar Photovoltaic | SUN | PV | (V) Under construction, more than 50 percent complete | 0.1
2019 | 10 | 60146 | Ameresco Federal Solutions | IPP | NASA Wallops Flight Facility Solar | VA | 62948 | CRPT6 | 0.1 | Solar Photovoltaic | SUN | PV | (V) Under construction, more than 50 percent complete | 0.1
2019 | 10 | 60146 | Ameresco Federal Solutions | IPP | NASA Wallops Flight Facility Solar | VA | 62948 | CRPT7 | 0.1 | Solar Photovoltaic | SUN | PV | (V) Under construction, more than 50 percent complete | 0.1
2019 | 10 | 15399 | Avangrid Renewables LLC | IPP | Montague Wind Power Facility LLC | OR | 58099 | 1 | 200 | Onshore Wind Turbine | WND | WT | (TS) Construction complete, but not yet in commercial operation | 200
2019 | 10 | 61973 | Black Hills Electric Generation LLC | IPP | Busch Ranch II Wind Farm | CO | 62445 | WT | 59.4 | Onshore Wind Turbine | WND | WT | (TS) Construction complete, but not yet in commercial operation | 59.4
2019 | 10 | 61745 | Burgaw Solar, LLC | IPP | Burgaw Solar, LLC | NC | 62240 | 1072 | 5 | Solar Photovoltaic | SUN | PV | (V) Under construction, more than 50 percent complete | 5
2019 | 10 | 61934 | CI III VK I TE Partnership LLC | IPP | Sage Solar I-III | UT | 62399 | 77778 | 57.6 | Solar Photovoltaic | SUN | PV | (U) Under construction, less than or equal to 50 percent complete | 57.6
2019 | 10 | 16604 | City of San Antonio - (TX) | Electric Utility | Commerce Solar | TX | 62610 | PV1 | 5 | Solar Photovoltaic | SUN | PV | (TS) Construction complete, but not yet in commercial operation | 5
2019 | 10 | 56769 | Consolidated Edison Development Inc. | IPP | CED Northampton Solar LLC | MA | 62695 | NSMA | 4.3 | Solar Photovoltaic | SUN | PV | (V) Under construction, more than 50 percent complete | 4.3
2019 | 10 | 61610 | Delaware River Solar, LLC | IPP | Burritt Rd Community Solar Farm | NY | 62480 | 635 | 2 | Solar Photovoltaic | SUN | PV | (V) Under construction, more than 50 percent complete | 2
2019 | 10 | 61610 | Delaware River Solar, LLC | IPP | Hospital Rd Community Solar Farm | NY | 62155 | 9 | 1.4 | Solar Photovoltaic | SUN | PV | (TS) Construction complete, but not yet in commercial operation | 1.4
2019 | 10 | 61610 | Delaware River Solar, LLC | IPP | Podunk Road | NY | 62834 | 871 | 2.2 | Solar Photovoltaic | SUN | PV | (TS) Construction complete, but not yet in commercial operation | 2.2
2019 | 10 | 60496 | Enerparc Inc. | IPP | Brush Solar Center | OR | 61844 | BRUSH | 2.8 | Solar Photovoltaic | SUN | PV | (V) Under construction, more than 50 percent complete | 2.8
2019 | 10 | 60496 | Enerparc Inc. | IPP | Morgan Solar Center | OR | 61855 | MORGN | 3 | Solar Photovoltaic | SUN | PV | (V) Under construction, more than 50 percent complete | 3
2019 | 10 | 60496 | Enerparc Inc. | IPP | Vale Solar Center | OR | 61856 | VALE | 3 | Solar Photovoltaic | SUN | PV | (V) Under construction, more than 50 percent complete | 3
2019 | 10 | 62141 | Ennis Solar, LLC | IPP | Ennis Solar, LLC | NC | 62662 | 22503 | 5 | Solar Photovoltaic | SUN | PV | (V) Under construction, more than 50 percent complete | 5
2019 | 10 | 12685 | Entergy Mississippi LLC | Electric Utility | Hinds Energy Facility | MS | 55218 | H04BS | 36.4 | Natural Gas Fired Combustion Turbine | NG | GT | (V) Under construction, more than 50 percent complete | 49.1
2019 | 10 | 62856 | Forefront Power, LLC | IPP | SCCCD - Fresno Community College | CA | 63068 | 231 | 2.2 | Solar Photovoltaic | SUN | PV | (U) Under construction, less than or equal to 50 percent complete | 2.2
2019 | 10 | 61374 | Foxtail Wind, LLC | Electric Utility | Foxtail Wind, LLC | ND | 61747 | 1 | 150 | Onshore Wind Turbine | WND | WT | (V) Under construction, more than 50 percent complete | 150
2019 | 10 | 60251 | GRP Franklin Renewable Energy Facility, LLC | IPP | GRP Franklin Renewable Energy Facility | GA | 60550 | GEN | 58 | Wood/Wood Waste Biomass | WDS | ST | (TS) Construction complete, but not yet in commercial operation | 58
2019 | 10 | 60846 | GRP Madison Renewable Energy Facility, LLC | IPP | GRP Madison Renewable Energy Facility | GA | 61213 | GEN | 58 | Wood/Wood Waste Biomass | WDS | ST | (TS) Construction complete, but not yet in commercial operation | 58
2019 | 10 | 19547 | Hawaiian Electric Co Inc | Electric Utility | West Loch Solar One | HI | 61987 | WLS1 | 20 | Solar Photovoltaic | SUN | PV | (V) Under construction, more than 50 percent complete | 20
2019 | 10 | 62752 | Holiday Hill Community Wind, LLC | IPP | Holiday Hill Community Wind | MA | 62897 | HHCW1 | 5 | Onshore Wind Turbine | WND | WT | (U) Under construction, less than or equal to 50 percent complete | 5
2019 | 10 | 9130 | Hutchinson Utilities Comm | Electric Utility | Hutchinson Plant #1 | MN | 1980 | 11 | 9.8 | Natural Gas Internal Combustion Engine | NG | IC | (TS) Construction complete, but not yet in commercial operation | 9.8
2019 | 10 | 9130 | Hutchinson Utilities Comm | Electric Utility | Hutchinson Plant #1 | MN | 1980 | 12 | 9.8 | Natural Gas Internal Combustion Engine | NG | IC | (TS) Construction complete, but not yet in commercial operation | 9.8
2019 | 10 | 60986 | Imperial Valley Solar 2, LLC | IPP | Mount Signal Solar 2 | CA | 61353 | IVS2 | 153.5 | Solar Photovoltaic | SUN | PV | (V) Under construction, more than 50 percent complete | 153.5
2019 | 10 | 9234 | Indiana Municipal Power Agency | Electric Utility | Crawfordsville 2 Solar Park | IN | 62484 | SCRA2 | 7.9 | Solar Photovoltaic | SUN | PV | (V) Under construction, more than 50 percent complete | 7.9
2019 | 10 | 9234 | Indiana Municipal Power Agency | Electric Utility | Crawfordsville 3 Solar Park | IN | 62485 | SCRA3 | 4.8 | Solar Photovoltaic | SUN | PV | (V) Under construction, more than 50 percent complete | 4.8
2019 | 10 | 59898 | Kawailoa Solar, LLC | IPP | Kawailoa Solar | HI | 60125 | KAWS | 49 | Solar Photovoltaic | SUN | PV | (TS) Construction complete, but not yet in commercial operation | 49
2019 | 10 | 61957 | Kearny Mesa Storage LLC | IPP | Kearny Mesa Storage LLC | CA | 62441 | U1 | 1 | Batteries | MWH | BA | (U) Under construction, less than or equal to 50 percent complete | 1
2019 | 10 | 62838 | LSE Dorado, LLC | IPP | Goose Pond Solar | MA | 62992 | GPNOR | 2 | Solar Photovoltaic | SUN | PV | (V) Under construction, more than 50 percent complete | 2
2019 | 10 | 62838 | LSE Dorado, LLC | IPP | Goose Pond Solar | MA | 62992 | GPSOU | 2 | Solar Photovoltaic | SUN | PV | (V) Under construction, more than 50 percent complete | 2
2019 | 10 | 11806 | Massachusetts Mun Wholes Electric Co | Electric Utility | Berkshire Wind Power Project | MA | 57721 | HN-8 | 2.3 | Onshore Wind Turbine | WND | WT | (U) Under construction, less than or equal to 50 percent complete | 2.3
2019 | 10 | 11806 | Massachusetts Mun Wholes Electric Co | Electric Utility | Berkshire Wind Power Project | MA | 57721 | HN-9 | 2.3 | Onshore Wind Turbine | WND | WT | (U) Under construction, less than or equal to 50 percent complete | 2.3
2019 | 10 | 56990 | NJR Clean Energy Ventures Corporation | IPP | Garfield Solar | NJ | 62680 | GARFS | 1.4 | Solar Photovoltaic | SUN | PV | (TS) Construction complete, but not yet in commercial operation | 1.4
2019 | 10 | 54913 | NSTAR Electric Company | Electric Utility | East Longmeadow Solar PV | MA | 62059 | LG400 | 5 | Solar Photovoltaic | SUN | PV | (V) Under construction, more than 50 percent complete | 5
2019 | 10 | 22091 | New-Indy Ontario LLC | Industrial | New-Indy Ontario Mill | CA | 10427 | GEN2 | 14.7 | Natural Gas Fired Combustion Turbine | NG | GT | (TS) Construction complete, but not yet in commercial operation | 16.5
2019 | 10 | 22091 | New-Indy Ontario LLC | Industrial | New-Indy Ontario Mill | CA | 10427 | GEN3 | 14.7 | Natural Gas Fired Combustion Turbine | NG | GT | (TS) Construction complete, but not yet in commercial operation | 16.5
2019 | 10 | 59170 | North American Biofuels, LLC | IPP | Morehead Generating Facility | KY | 62641 | M3516 | 1.4 | Landfill Gas | LFG | IC | (TS) Construction complete, but not yet in commercial operation | 1.4
2019 | 10 | 62863 | Novel Bartel Solar LLC CSG | IPP | Novel Bartel Solar CSG | MN | 63004 | BART | 1 | Solar Photovoltaic | SUN | PV | (T) Regulatory approvals received. Not under construction | 1
2019 | 10 | 62829 | Novel Brooten Solar LLC CSG | IPP | Novel Brooten Solar CSG | MN | 62961 | BROOT | 1 | Solar Photovoltaic | SUN | PV | (V) Under construction, more than 50 percent complete | 1
2019 | 10 | 60685 | Novel Energy Solutions | IPP | Novel Solar Two LLC | MN | 62913 | SCHNE | 5 | Solar Photovoltaic | SUN | PV | (V) Under construction, more than 50 percent complete | 5
2019 | 10 | 62865 | Novel Holmquist Solar LLC CSG | IPP | Novel Holmquist Solar CSG | MN | 63006 | HOLM | 1 | Solar Photovoltaic | SUN | PV | (T) Regulatory approvals received. Not under construction | 1
2019 | 10 | 62866 | Novel MNDot Solar LLC CSG | IPP | Novel MNDot Solar CSG | MN | 63007 | MNDT | 1 | Solar Photovoltaic | SUN | PV | (T) Regulatory approvals received. Not under construction | 1
2019 | 10 | 62739 | Otter River Road Solar LLC | IPP | Gardner - Otter River Road | MA | 62870 | 79711 | 2.5 | Solar Photovoltaic | SUN | PV | (TS) Construction complete, but not yet in commercial operation | 2.5
2019 | 10 | 59300 | PNM Resources | Electric Utility | San Miguel II Solar Energy Center | NM | 63082 | SMII | 10 | Solar Photovoltaic | SUN | PV | (TS) Construction complete, but not yet in commercial operation | 10
2019 | 10 | 62138 | Pecan Grove Solar, LLC | IPP | Pecan Grove Solar, LLC | NC | 62659 | 1081 | 5 | Solar Photovoltaic | SUN | PV | (V) Under construction, more than 50 percent complete | 5
2019 | 10 | 61515 | Phoebe Energy Project, LLC | IPP | Phoebe Solar | TX | 61906 | PHOEB | 250 | Solar Photovoltaic | SUN | PV | (TS) Construction complete, but not yet in commercial operation | 250
2019 | 10 | 56215 | RWE Renewables Americas LLC | IPP | Canadian Breaks, LLC | TX | 63030 | CBRKS | 210.1 | Onshore Wind Turbine | WND | WT | (V) Under construction, more than 50 percent complete | 210.1
2019 | 10 | 61771 | Ranchero Wind Farm LLC | IPP | Ranchero Wind Farm LLC | TX | 62259 | RAN | 300 | Onshore Wind Turbine | WND | WT | (TS) Construction complete, but not yet in commercial operation | 300
2019 | 10 | 61699 | SR Meridian II | IPP | Meridian II | MS | 62164 | MRDII | 5 | Solar Photovoltaic | SUN | PV | (TS) Construction complete, but not yet in commercial operation | 5
2019 | 10 | 61677 | Sol Systems | IPP | Sabattus Solar LLC | NC | 62596 | 11999 | 5 | Solar Photovoltaic | SUN | PV | (V) Under construction, more than 50 percent complete | 5
2019 | 10 | 62123 | SunRaise Investments, LLC | IPP | Happy Hollow CSG Hybrid | MA | 62652 | HHESS | 3.3 | Batteries | MWH | BA | (TS) Construction complete, but not yet in commercial operation | 3.3
2019 | 10 | 62123 | SunRaise Investments, LLC | IPP | Happy Hollow CSG Hybrid | MA | 62652 | HHPV | 5 | Solar Photovoltaic | SUN | PV | (TS) Construction complete, but not yet in commercial operation | 5
2019 | 10 | 61533 | Techren Solar II LLC | IPP | Techren Solar II LLC | NV | 61930 | TECH2 | 200 | Solar Photovoltaic | SUN | PV | (TS) Construction complete, but not yet in commercial operation | 200
2019 | 10 | 62853 | Turquoise Liberty Co LLC | IPP | Turquoise Liberty Solar | NV | 62980 | PV | 10 | Solar Photovoltaic | SUN | PV | (TS) Construction complete, but not yet in commercial operation | 10
2019 | 10 | 61884 | USS Brude Solar CSG | IPP | USS Brude Solar CSG | MN | 62361 | USBRU | 1 | Solar Photovoltaic | SUN | PV | (TS) Construction complete, but not yet in commercial operation | 1
2019 | 10 | 61840 | USS Rapidan Solar | IPP | USS Rapidan Solar CSG | MN | 62338 | USRAP | 1 | Solar Photovoltaic | SUN | PV | (TS) Construction complete, but not yet in commercial operation | 1
2019 | 10 | 61980 | Valta Energy | IPP | Mauka FIT One | HI | 58662 | 3501 | 3.5 | Solar Photovoltaic | SUN | PV | (U) Under construction, less than or equal to 50 percent complete | 3.5
2019 | 10 | 62715 | Westbound Solar LLC | Commercial | Amazon Denver DEN3 | CO | 62877 | ADEN3 | 4.6 | Solar Photovoltaic | SUN | PV | (TS) Construction complete, but not yet in commercial operation | 4.6
2019 | 10 | 20856 | Wisconsin Power & Light Co | Electric Utility | Riverside Energy Center | WI | 55641 | CTG3 | 225 | Natural Gas Fired Combined Cycle | NG | CT | (V) Under construction, more than 50 percent complete | 232.9
2019 | 10 | 20856 | Wisconsin Power & Light Co | Electric Utility | Riverside Energy Center | WI | 55641 | CTG4 | 225 | Natural Gas Fired Combined Cycle | NG | CT | (V) Under construction, more than 50 percent complete | 232.9
2019 | 10 | 20856 | Wisconsin Power & Light Co | Electric Utility | Riverside Energy Center | WI | 55641 | STG2 | 250 | Natural Gas Fired Combined Cycle | NG | CA | (V) Under construction, more than 50 percent complete | 260.1
2019 | 10 | 59260 | Wright Solar Park LLC | IPP | Wright Solar Park | CA | 59525 | FRWSP | 200 | Solar Photovoltaic | SUN | PV | (V) Under construction, more than 50 percent complete | 200
2019 | 11 | 61012 | AES Distributed Energy | IPP | Founders Homestead Farms Solar | RI | 62302 | RFH01 | 4.5 | Solar Photovoltaic | SUN | PV | (TS) Construction complete, but not yet in commercial operation | 4.5
2019 | 11 | 61608 | Agilon Energy Holdings II, LLC | IPP | Victoria City Power LLC | TX | 61241 | VC-1 | 43 | Natural Gas Fired Combustion Turbine | NG | GT | (V) Under construction, more than 50 percent complete | 50
2019 | 11 | 61608 | Agilon Energy Holdings II, LLC | IPP | Victoria City Power LLC | TX | 61241 | VC-2 | 43 | Natural Gas Fired Combustion Turbine | NG | GT | (V) Under construction, more than 50 percent complete | 50
2019 | 11 | 62051 | Airport Solar LLC | IPP | Airport Solar | OR | 62560 | APS | 47.3 | Solar Photovoltaic | SUN | PV | (U) Under construction, less than or equal to 50 percent complete | 47.3
2019 | 11 | 15399 | Avangrid Renewables LLC | IPP | Coyote Ridge | SD | 61047 | WT1 | 98 | Onshore Wind Turbine | WND | WT | (TS) Construction complete, but not yet in commercial operation | 98
2019 | 11 | 62063 | Blue Summit III Wind, LLC | IPP | Blue Summit III Wind | TX | 62566 | BS3 | 200.2 | Onshore Wind Turbine | WND | WT | (V) Under construction, more than 50 percent complete | 200.2
2019 | 11 | 62772 | CA ODEVI LLC | IPP | Windsor Floating Solar | CA | 62902 | WUS15 | 1.5 | Solar Photovoltaic | SUN | PV | (V) Under construction, more than 50 percent complete | 1.5
2019 | 11 | 62885 | CalCity Solar 1 , LLC | IPP | CalCity Solar 1 | CA | 63054 | CALTR | 3 | Solar Photovoltaic | SUN | PV | (T) Regulatory approvals received. Not under construction | 3
2019 | 11 | 16873 | City of Sebewaing - (MI) | Electric Utility | Pine Street | MI | 7806 | 7 | 4.4 | Natural Gas Internal Combustion Engine | NG | IC | (TS) Construction complete, but not yet in commercial operation | 4.4
2019 | 11 | 16873 | City of Sebewaing - (MI) | Electric Utility | Pine Street | MI | 7806 | 8 | 3.3 | Natural Gas Internal Combustion Engine | NG | IC | (TS) Construction complete, but not yet in commercial operation | 3.3
2019 | 11 | 60609 | Clean Focus Renewables, Inc. | IPP | Rugged Solar LLC | CA | 57960 | 1 | 80 | Solar Photovoltaic | SUN | PV | (V) Under construction, more than 50 percent complete | 80
2019 | 11 | 60290 | Crocker Wind Farm, LLC | IPP | Crocker Wind Farm | SD | 60505 | CRCKR | 200 | Onshore Wind Turbine | WND | WT | (V) Under construction, more than 50 percent complete | 200
2019 | 11 | 61060 | Cypress Creek Renewables | IPP | Griffin Solar | TX | 62953 | 1080 | 5 | Solar Photovoltaic | SUN | PV | (V) Under construction, more than 50 percent complete | 5
2019 | 11 | 61060 | Cypress Creek Renewables | IPP | Lampwick | TX | 61872 | GEN1 | 7.5 | Solar Photovoltaic | SUN | PV | (U) Under construction, less than or equal to 50 percent complete | 7.5
2019 | 11 | 62084 | DG Florham Park Solar LLC | IPP | DG Florham Park Solar LLC | NJ | 62586 | BASF | 2 | Solar Photovoltaic | SUN | PV | (TS) Construction complete, but not yet in commercial operation | 2
2019 | 11 | 62132 | DWW Solar ll LLC | IPP | DWW Solar ll | CT | 62657 | DWWS | 36.9 | Solar Photovoltaic | SUN | PV | (V) Under construction, more than 50 percent complete | 36.9
2019 | 11 | 61610 | Delaware River Solar, LLC | IPP | Chambers Road Solar | NY | 62860 | 263 | 4 | Solar Photovoltaic | SUN | PV | (U) Under construction, less than or equal to 50 percent complete | 4
2019 | 11 | 61610 | Delaware River Solar, LLC | IPP | Dryden Rd #2 Community Solar Farm | NY | 62477 | 372 | 2 | Solar Photovoltaic | SUN | PV | (U) Under construction, less than or equal to 50 percent complete | 2
2019 | 11 | 61610 | Delaware River Solar, LLC | IPP | Gaskill Rd Community Solar Farm | NY | 62474 | 928 | 5 | Solar Photovoltaic | SUN | PV | (V) Under construction, more than 50 percent complete | 5
2019 | 11 | 61610 | Delaware River Solar, LLC | IPP | Hickory Grove #1 | NY | 62831 | 25 | 2 | Solar Photovoltaic | SUN | PV | (U) Under construction, less than or equal to 50 percent complete | 2
2019 | 11 | 61610 | Delaware River Solar, LLC | IPP | Hickory Grove #2 | NY | 62832 | 309 | 1.7 | Solar Photovoltaic | SUN | PV | (U) Under construction, less than or equal to 50 percent complete | 1.7
2019 | 11 | 61610 | Delaware River Solar, LLC | IPP | Woodoak Drive Community Solar Farm | NY | 62479 | 175 | 2 | Solar Photovoltaic | SUN | PV | (U) Under construction, less than or equal to 50 percent complete | 2
2019 | 11 | 57280 | Eagle Creek RE LLC | IPP | Swinging Bridge 2 | NY | 2634 | SWI3 | 1.2 | Conventional Hydroelectric | WAT | HY | (V) Under construction, more than 50 percent complete | 1.2
2019 | 11 | 58970 | Ecoplexus, Inc | IPP | Grandy PV 1 | NC | 59518 | GRAND | 20 | Solar Photovoltaic | SUN | PV | (V) Under construction, more than 50 percent complete | 20
2019 | 11 | 61404 | Edenton Solar | IPP | Edenton Solar | NC | 61781 | EDE | 5 | Solar Photovoltaic | SUN | PV | (V) Under construction, more than 50 percent complete | 5
2019 | 11 | 62856 | Forefront Power, LLC | IPP | Frog Hollow CSG | NY | 63086 | 1731 | 2 | Solar Photovoltaic | SUN | PV | (U) Under construction, less than or equal to 50 percent complete | 2
2019 | 11 | 62856 | Forefront Power, LLC | IPP | Howell CSG | NY | 63107 | 1725 | 2 | Solar Photovoltaic | SUN | PV | (U) Under construction, less than or equal to 50 percent complete | 2
2019 | 11 | 62062 | GD Richmond Buttonwoods I, LLC | IPP | GD Richmond Buttonwoods I, LLC | RI | 62567 | GDBUT | 1.3 | Solar Photovoltaic | SUN | PV | (TS) Construction complete, but not yet in commercial operation | 1.3
2019 | 11 | 61728 | GlidePath Power Operations LLC | IPP | Prospect Storage | TX | 62753 | BESS | 9.9 | Batteries | MWH | BA | (V) Under construction, more than 50 percent complete | 9.9
2019 | 11 | 60259 | Green River Wind Farm, LLC | IPP | Green River Wind Farm | IL | 60471 | GRNRV | 212 | Onshore Wind Turbine | WND | WT | (V) Under construction, more than 50 percent complete | 212
2019 | 11 | 60025 | Greenbacker Renewable Energy Corporation | IPP | Jamesville Road Solar, LLC | NC | 62329 | JMVLR | 5 | Solar Photovoltaic | SUN | PV | (V) Under construction, more than 50 percent complete | 5
2019 | 11 | 60025 | Greenbacker Renewable Energy Corporation | IPP | Sol Phoenix | MD | 62331 | SOLPH | 2.5 | Solar Photovoltaic | SUN | PV | (V) Under construction, more than 50 percent complete | 2.5
2019 | 11 | 62902 | Highline Services, LLC | Electric Utility | Riverview Solar | CO | 63092 | RIVER | 1.5 | Solar Photovoltaic | SUN | PV | (V) Under construction, more than 50 percent complete | 1.5
2019 | 11 | 54769 | INEOS USA LLC | Industrial | Power Island | TX | 10154 | GEN2 | 50 | Natural Gas Fired Combustion Turbine | NG | GT | (U) Under construction, less than or equal to 50 percent complete | 50
2019 | 11 | 62894 | Imeson Solar Farm LLC | IPP | Imeson Solar | FL | 63186 | IMESO | 5 | Solar Photovoltaic | SUN | PV | (P) Planned for installation, but regulatory approvals not initiated | 5
2019 | 11 | 59458 | Landfill Energy Systems Florida | IPP | Sarasota County LFGTE Facility | FL | 59686 | LESF4 | 1.6 | Landfill Gas | LFG | IC | (U) Under construction, less than or equal to 50 percent complete | 1.6
2019 | 11 | 62961 | Mountain Parks Services, Inc. | IPP | Tom Sifers Solar | CO | 63163 | SIFRS | 1 | Solar Photovoltaic | SUN | PV | (V) Under construction, more than 50 percent complete | 1
2019 | 11 | 62961 | Mountain Parks Services, Inc. | IPP | Whiskey Hill Solar | CO | 63164 | WHSKY | 1 | Solar Photovoltaic | SUN | PV | (V) Under construction, more than 50 percent complete | 1
2019 | 11 | 54913 | NSTAR Electric Company | Electric Utility | Hampden Solar PV | MA | 62073 | LG390 | 3.5 | Solar Photovoltaic | SUN | PV | (V) Under construction, more than 50 percent complete | 3.5
2019 | 11 | 61401 | North 301 Solar | IPP | North 301 Solar | NC | 61778 | N301 | 26.9 | Solar Photovoltaic | SUN | PV | (V) Under construction, more than 50 percent complete | 26.9
2019 | 11 | 62864 | Novel Haley Solar LLC CSG | IPP | Novel Haley Solar CSG | MN | 63005 | HALY | 1 | Solar Photovoltaic | SUN | PV | (T) Regulatory approvals received. Not under construction | 1
2019 | 11 | 62831 | Novel Historical Society Solar LLC CSG | IPP | Novel Historical Society Solar CSG | MN | 62963 | HIST | 1 | Solar Photovoltaic | SUN | PV | (U) Under construction, less than or equal to 50 percent complete | 1
2019 | 11 | 62830 | Novel Reber Solar LLC CSG | IPP | Novel Reber Solar CSG | MN | 62962 | REBER | 1 | Solar Photovoltaic | SUN | PV | (V) Under construction, more than 50 percent complete | 1
2019 | 11 | 62644 | OEE XXVIII LLC | Industrial | LafargeHolcim - Paulding Wind Project | OH | 62752 | L1 | 1.5 | Onshore Wind Turbine | WND | WT | (V) Under construction, more than 50 percent complete | 1.5
2019 | 11 | 62644 | OEE XXVIII LLC | Industrial | LafargeHolcim - Paulding Wind Project | OH | 62752 | L2 | 1.5 | Onshore Wind Turbine | WND | WT | (V) Under construction, more than 50 percent complete | 1.5
2019 | 11 | 62644 | OEE XXVIII LLC | Industrial | LafargeHolcim - Paulding Wind Project | OH | 62752 | L3 | 1.5 | Onshore Wind Turbine | WND | WT | (V) Under construction, more than 50 percent complete | 1.5
2019 | 11 | 62128 | OEE XXX LLC | Industrial | Zephyr Wind Project - 2.0 | OH | 62653 | T1 | 1.5 | Onshore Wind Turbine | WND | WT | (V) Under construction, more than 50 percent complete | 1.5
2019 | 11 | 62128 | OEE XXX LLC | Industrial | Zephyr Wind Project - 2.0 | OH | 62653 | T2 | 1.5 | Onshore Wind Turbine | WND | WT | (V) Under construction, more than 50 percent complete | 1.5
2019 | 11 | 62128 | OEE XXX LLC | Industrial | Zephyr Wind Project - 2.0 | OH | 62653 | T3 | 1.5 | Onshore Wind Turbine | WND | WT | (V) Under construction, more than 50 percent complete | 1.5
2019 | 11 | 62796 | Paulding Wind Farm IV LLC | IPP | Timber Road IV | OH | 62944 | TRIV | 125.1 | Onshore Wind Turbine | WND | WT | (U) Under construction, less than or equal to 50 percent complete | 125.1
2019 | 11 | 62047 | Roadrunner Solar, LLC | IPP | Roadrunner, LLC | TX | 62561 | RODR1 | 200 | Solar Photovoltaic | SUN | PV | (V) Under construction, more than 50 percent complete | 200
2019 | 11 | 16191 | Robbins Lumber Inc | Industrial | Robbins Lumber | ME | 50230 | WEG | 8.5 | Wood/Wood Waste Biomass | WDS | ST | (TS) Construction complete, but not yet in commercial operation | 10
2019 | 11 | 61929 | Runway Solar Farm | Electric Utility | Runway Solar Farm | SC | 62397 | 1 | 2 | Solar Photovoltaic | SUN | PV | (U) Under construction, less than or equal to 50 percent complete | 2
2019 | 11 | 60975 | SR Innovation, LLC | IPP | SR Innovation - NIKE PV | TN | 61332 | NIKE2 | 1.7 | Solar Photovoltaic | SUN | PV | (U) Under construction, less than or equal to 50 percent complete | 1.7
2019 | 11 | 61502 | Sholes Wind Energy Center, LLC | IPP | Sholes Wind Energy Center | NE | 61889 | WSN1 | 160 | Onshore Wind Turbine | WND | WT | (U) Under construction, less than or equal to 50 percent complete | 160
2019 | 11 | 2770 | Terra-Gen Operating Co-Wind | IPP | Voyager Wind I | CA | 60594 | VYGR1 | 131.1 | Onshore Wind Turbine | WND | WT | (V) Under construction, more than 50 percent complete | 131.1
2019 | 11 | 19511 | University of Alaska | Commercial | University of Alaska Fairbanks | AK | 50711 | GEN5 | 17 | Conventional Steam Coal | SUB | ST | (TS) Construction complete, but not yet in commercial operation | 17
2019 | 11 | 60059 | ZGlobal Inc | IPP | Eagle Creek | CA | 63078 | EGCRK | 3 | Solar Photovoltaic | SUN | PV | (P) Planned for installation, but regulatory approvals not initiated | 3
2019 | 12 | 61012 | AES Distributed Energy | IPP | 25 Ashdown Road Solar, LLC | NY | 62998 | ASHDO | 4 | Solar Photovoltaic | SUN | PV | (V) Under construction, more than 50 percent complete | 4
2019 | 12 | 61012 | AES Distributed Energy | IPP | AES Tonawanda Solar LLC | NY | 63161 | TNWDA | 2 | Solar Photovoltaic | SUN | PV | (P) Planned for installation, but regulatory approvals not initiated | 2
2019 | 12 | 61012 | AES Distributed Energy | IPP | Cronin Road Solar 1, LLC | MA | 63011 | CRONI | 1.5 | Solar Photovoltaic | SUN | PV | (U) Under construction, less than or equal to 50 percent complete | 1.5
2019 | 12 | 61012 | AES Distributed Energy | IPP | Johnstown Solar 1, LLC | NY | 63013 | STATE | 4 | Solar Photovoltaic | SUN | PV | (U) Under construction, less than or equal to 50 percent complete | 4
2019 | 12 | 61012 | AES Distributed Energy | IPP | RT 52 Walden Solar 1, LLC | NY | 63000 | WALDN | 5 | Solar Photovoltaic | SUN | PV | (V) Under construction, more than 50 percent complete | 5
2019 | 12 | 61012 | AES Distributed Energy | IPP | Ransomville Solar 1, LLC | NY | 63012 | SWANN | 5 | Solar Photovoltaic | SUN | PV | (U) Under construction, less than or equal to 50 percent complete | 5
2019 | 12 | 61012 | AES Distributed Energy | IPP | West Street Solar 1 LLC | MA | 63131 | GRDNR | 5 | Solar Photovoltaic | SUN | PV | (TS) Construction complete, but not yet in commercial operation | 5
2019 | 12 | 59496 | Allete Clean Energy | IPP | Glen Ullin Energy Center | ND | 62938 | 39001 | 106.7 | Onshore Wind Turbine | WND | WT | (V) Under construction, more than 50 percent complete | 106.7
2019 | 12 | 59496 | Allete Clean Energy | IPP | South Peak Wind | MT | 62939 | 41001 | 80 | Onshore Wind Turbine | WND | WT | (V) Under construction, more than 50 percent complete | 80
2019 | 12 | 61617 | Alpha Value Solar, LLC | IPP | Alpha Value Solar | NC | 62054 | AVS01 | 5 | Solar Photovoltaic | SUN | PV | (V) Under construction, more than 50 percent complete | 5
2019 | 12 | 60281 | Altus Power America Management, LLC | IPP | FastSun 2 CSG | MN | 62696 | FS2 | 1 | Solar Photovoltaic | SUN | PV | (V) Under construction, more than 50 percent complete | 1
2019 | 12 | 60146 | Ameresco Federal Solutions | IPP | NASA Wallops Flight Facility Solar | VA | 62948 | TRCK1 | 4 | Solar Photovoltaic | SUN | PV | (V) Under construction, more than 50 percent complete | 4
2019 | 12 | 59714 | Antrim Wind Energy LLC | IPP | Antrim Wind | NH | 59953 | AWND1 | 28.4 | Onshore Wind Turbine | WND | WT | (V) Under construction, more than 50 percent complete | 28.8
2019 | 12 | 15399 | Avangrid Renewables LLC | IPP | Karankawa Wind LLC | TX | 61343 | WT1 | 200 | Onshore Wind Turbine | WND | WT | (TS) Construction complete, but not yet in commercial operation | 200
2019 | 12 | 15399 | Avangrid Renewables LLC | IPP | Otter Creek Wind Farm LLC | IL | 61344 | WT1 | 129 | Onshore Wind Turbine | WND | WT | (V) Under construction, more than 50 percent complete | 129
2019 | 12 | 15399 | Avangrid Renewables LLC | IPP | Tatanka Ridge | SD | 61046 | WT1 | 98 | Onshore Wind Turbine | WND | WT | (V) Under construction, more than 50 percent complete | 98
2019 | 12 | 60366 | BRE NC Solar 2, LLC | IPP | BRE NC Solar 2 | NC | 60626 | BEAM2 | 5 | Solar Photovoltaic | SUN | PV | (L) Regulatory approvals pending. Not under construction | 5
2019 | 12 | 60367 | BRE NC Solar 3, LLC | IPP | BRE NC Solar 3 | NC | 60627 | BEAM3 | 5 | Solar Photovoltaic | SUN | PV | (L) Regulatory approvals pending. Not under construction | 5
2019 | 12 | 60368 | BRE NC Solar 4, LLC | IPP | BRE NC Solar 4 | NC | 60628 | BEAM4 | 5 | Solar Photovoltaic | SUN | PV | (L) Regulatory approvals pending. Not under construction | 5
2019 | 12 | 61985 | Beech Ridge II Wind Energy Center | IPP | Beech Ridge II Wind Energy Center | WV | 62482 | GEN1 | 56.2 | Onshore Wind Turbine | WND | WT | (U) Under construction, less than or equal to 50 percent complete | 56.2
2019 | 12 | 60328 | Big Level Wind LLC | IPP | Big Level Wind | PA | 60551 | BLW01 | 90 | Onshore Wind Turbine | WND | WT | (U) Under construction, less than or equal to 50 percent complete | 90
2019 | 12 | 60289 | Blazing Star Wind Farm, LLC | IPP | Blazing Star Wind Farm 1 | MN | 60504 | BLZG1 | 200 | Onshore Wind Turbine | WND | WT | (V) Under construction, more than 50 percent complete | 200
2019 | 12 | 58508 | Carolina Solar Energy LLC | IPP | McGrigor Farm Solar | NC | 60440 | PV1 | 5 | Solar Photovoltaic | SUN | PV | (T) Regulatory approvals received. Not under construction | 5
2019 | 12 | 58508 | Carolina Solar Energy LLC | IPP | Tides Lane Farm | NC | 60429 | PV1 | 3.7 | Solar Photovoltaic | SUN | PV | (T) Regulatory approvals received. Not under construction | 3.7
2019 | 12 | 61467 | Central CA Fuel Cell 2, LLC | Electric CHP | Tulare WWTP BioMat Fuel Cell | CA | 61846 | MM27 | 2.8 | Other Natural Gas | NG | FC | (V) Under construction, more than 50 percent complete | 2.8
2019 | 12 | 60656 | Chestnut Solar LLC | IPP | Chestnut Solar | NC | 61011 | PV1 | 74.9 | Solar Photovoltaic | SUN | PV | (V) Under construction, more than 50 percent complete | 74.9
2019 | 12 | 61773 | Childress Solar Park LLC | IPP | Misae Solar | TX | 62249 | 77777 | 240 | Solar Photovoltaic | SUN | PV | (U) Under construction, less than or equal to 50 percent complete | 240
2019 | 12 | 62855 | Clear Creek Wind, LLC | IPP | Clear Creek Wind | MO | 63025 | V110 | 22 | Onshore Wind Turbine | WND | WT | (U) Under construction, less than or equal to 50 percent complete | 22
2019 | 12 | 62855 | Clear Creek Wind, LLC | IPP | Clear Creek Wind | MO | 63025 | V120 | 220 | Onshore Wind Turbine | WND | WT | (U) Under construction, less than or equal to 50 percent complete | 220
2019 | 12 | 61817 | Collard Holdings, LLC | IPP | Collard Holdings Solar | NC | 62317 | PV | 10 | Solar Photovoltaic | SUN | PV | (L) Regulatory approvals pending. Not under construction | 10
2019 | 12 | 4226 | Consolidated Edison Co-NY Inc | Electric Utility | 98th Street Battery Storage Station | NY | 62839 | ESS98 | 1.8 | Batteries | MWH | BA | (V) Under construction, more than 50 percent complete | 2
2019 | 12 | 56769 | Consolidated Edison Development Inc. | IPP | CED Champaign Solar LLC | IL | 62681 | CSIL | 1.6 | Solar Photovoltaic | SUN | PV | (T) Regulatory approvals received. Not under construction | 1.6
2019 | 12 | 59550 | Croda Inc. | Industrial | Croda Atlas Point CHP | DE | 59783 | 91199 | 2 | Landfill Gas | LFG | IC | (U) Under construction, less than or equal to 50 percent complete | 2
2019 | 12 | 61416 | Crowned Ridge Wind, LLC | IPP | Crowned Ridge Wind Energy Center | SD | 60503 | CTTL1 | 200.1 | Onshore Wind Turbine | WND | WT | (U) Under construction, less than or equal to 50 percent complete | 200.1
2019 | 12 | 59464 | Current Energy Group | IPP | Hickory | NC | 59829 | 5515 | 5 | Solar Photovoltaic | SUN | PV | (T) Regulatory approvals received. Not under construction | 5
2019 | 12 | 61060 | Cypress Creek Renewables | IPP | Crooked Run | NC | 62678 | 299 | 70.1 | Solar Photovoltaic | SUN | PV | (V) Under construction, more than 50 percent complete | 70.1
2019 | 12 | 60370 | DG AMP Solar, LLC | IPP | DG AMP 1048 Wadsworth | OH | 62942 | A1048 | 6.3 | Solar Photovoltaic | SUN | PV | (U) Under construction, less than or equal to 50 percent complete | 6.3
2019 | 12 | 60370 | DG AMP Solar, LLC | IPP | DG AMP Rittman Rd | OH | 62941 | AMPRR | 2.6 | Solar Photovoltaic | SUN | PV | (U) Under construction, less than or equal to 50 percent complete | 2.6
2019 | 12 | 62800 | DG Edison New Jersey LLC | IPP | DG Iron Mountain | NJ | 62957 | IRNMT | 5.4 | Solar Photovoltaic | SUN | PV | (U) Under construction, less than or equal to 50 percent complete | 5.4
2019 | 12 | 62801 | DG Linden New Jersey LLC | IPP | DG Infineum | NJ | 62958 | INFNM | 2 | Solar Photovoltaic | SUN | PV | (U) Under construction, less than or equal to 50 percent complete | 2
2019 | 12 | 61610 | Delaware River Solar, LLC | IPP | Villa Roma Rd #1 | NY | 62525 | 40 | 2 | Solar Photovoltaic | SUN | PV | (U) Under construction, less than or equal to 50 percent complete | 2
2019 | 12 | 61610 | Delaware River Solar, LLC | IPP | Villa Roma Rd #2 | NY | 62526 | 41 | 2 | Solar Photovoltaic | SUN | PV | (U) Under construction, less than or equal to 50 percent complete | 2
2019 | 12 | 61610 | Delaware River Solar, LLC | IPP | Villa Roma Rd #3 | NY | 62527 | 390 | 2 | Solar Photovoltaic | SUN | PV | (U) Under construction, less than or equal to 50 percent complete | 2
2019 | 12 | 61610 | Delaware River Solar, LLC | IPP | Villa Roma Rd #4 | NY | 62528 | 391 | 2 | Solar Photovoltaic | SUN | PV | (U) Under construction, less than or equal to 50 percent complete | 2
2019 | 12 | 58468 | Dominion Renewable Energy | Electric Utility | Colonial Trail West | VA | 61985 | CTWS | 142.4 | Solar Photovoltaic | SUN | PV | (V) Under construction, more than 50 percent complete | 142.4
2019 | 12 | 61911 | Dougherty County Solar, LLC | IPP | Dougherty County Solar, LLC | GA | 62375 | PV1 | 120 | Solar Photovoltaic | SUN | PV | (V) Under construction, more than 50 percent complete | 120
2019 | 12 | 61926 | Dryden-Tompkins Solar I, LLC | IPP | Ellis Solar | NY | 62413 | ELLIS | 18 | Solar Photovoltaic | SUN | PV | (V) Under construction, more than 50 percent complete | 18
2019 | 12 | 5416 | Duke Energy Carolinas, LLC | Electric Utility | Duke Energy CHP at Clemson University | SC | 63063 | GT01 | 12.8 | Natural Gas Fired Combustion Turbine | NG | GT | (TS) Construction complete, but not yet in commercial operation | 13.4
2019 | 12 | 6455 | Duke Energy Florida, LLC | Electric Utility | Lake Placid Solar Power Plant | FL | 62541 | PV1 | 45 | Solar Photovoltaic | SUN | PV | (P) Planned for installation, but regulatory approvals not initiated | 45
2019 | 12 | 6455 | Duke Energy Florida, LLC | Electric Utility | Trenton Solar Power Plant | FL | 62543 | PV1 | 74.9 | Solar Photovoltaic | SUN | PV | (P) Planned for installation, but regulatory approvals not initiated | 74.9
2019 | 12 | 15470 | Duke Energy Indiana, LLC | Electric Utility | Tippecanoe Solar Power Plant | IN | 63137 | PV1 | 1.6 | Solar Photovoltaic | SUN | PV | (V) Under construction, more than 50 percent complete | 1.6
2019 | 12 | 3046 | Duke Energy Progress - (NC) | Electric Utility | Asheville | NC | 2706 | CT5 | 191.2 | Natural Gas Fired Combined Cycle | NG | CT | (V) Under construction, more than 50 percent complete | 191.2
2019 | 12 | 3046 | Duke Energy Progress - (NC) | Electric Utility | Asheville | NC | 2706 | CT7 | 191.2 | Natural Gas Fired Combined Cycle | NG | CT | (V) Under construction, more than 50 percent complete | 191.2
2019 | 12 | 3046 | Duke Energy Progress - (NC) | Electric Utility | Asheville | NC | 2706 | ST6 | 102 | Natural Gas Fired Combined Cycle | NG | CA | (V) Under construction, more than 50 percent complete | 102.8
2019 | 12 | 3046 | Duke Energy Progress - (NC) | Electric Utility | Asheville | NC | 2706 | ST8 | 102 | Natural Gas Fired Combined Cycle | NG | CA | (V) Under construction, more than 50 percent complete | 102.8
2019 | 12 | 57202 | E&E Enterprises LLC | IPP | Allendorf | IA | 56215 | ET | 1.8 | Onshore Wind Turbine | WND | WT | (TS) Construction complete, but not yet in commercial operation | 2
2019 | 12 | 62963 | E. Goenner Community Solar LLC | IPP | E. Goenner Project CSG | MN | 63175 | TC3 | 1 | Solar Photovoltaic | SUN | PV | (TS) Construction complete, but not yet in commercial operation | 1
2019 | 12 | 57170 | EDF Renewable Asset Holdings, Inc. | IPP | Valentine Solar, LLC | CA | 62288 | VAL01 | 111.2 | Solar Photovoltaic | SUN | PV | (V) Under construction, more than 50 percent complete | 111.2
2019 | 12 | 61420 | ENGIE Storage Services NA LLC | Commercial | Pacific Union College BESS | CA | 61795 | 12649 | 1 | Batteries | MWH | BA | (TS) Construction complete, but not yet in commercial operation | 1
2019 | 12 | 62845 | ESA Four Oaks 2 NC LLC | IPP | ESA Four Oaks 2 NC LLC | NC | 62996 | PGR08 | 2 | Solar Photovoltaic | SUN | PV | (U) Under construction, less than or equal to 50 percent complete | 2
2019 | 12 | 58970 | Ecoplexus, Inc | IPP | Everett PV1 | NC | 60997 | EVRT1 | 10 | Solar Photovoltaic | SUN | PV | (L) Regulatory approvals pending. Not under construction | 10
2019 | 12 | 61915 | Emmons-Logan Wind, LLC | IPP | Emmons-Logan Wind, LLC | ND | 62380 | ELLLC | 300 | Onshore Wind Turbine | WND | WT | (V) Under construction, more than 50 percent complete | 300
2019 | 12 | 60496 | Enerparc Inc. | IPP | Baker City Solar | OR | 61854 | BAKER | 15 | Solar Photovoltaic | SUN | PV | (U) Under construction, less than or equal to 50 percent complete | 15
2019 | 12 | 60496 | Enerparc Inc. | IPP | Ontario Solar Center | OR | 61860 | ONTRO | 3 | Solar Photovoltaic | SUN | PV | (U) Under construction, less than or equal to 50 percent complete | 3
2019 | 12 | 56615 | First Solar Project Development | IPP | Windhub Solar A LLC | CA | 59878 | GEN01 | 20 | Solar Photovoltaic | SUN | PV | (V) Under construction, more than 50 percent complete | 20
2019 | 12 | 61857 | Five Forks Solar | IPP | Five Forks Solar | NC | 59951 | 5FRK | 20 | Solar Photovoltaic | SUN | PV | (V) Under construction, more than 50 percent complete | 20
2019 | 12 | 62856 | Forefront Power, LLC | IPP | Gibbons CSG | MD | 63089 | 15122 | 2 | Solar Photovoltaic | SUN | PV | (U) Under construction, less than or equal to 50 percent complete | 2
2019 | 12 | 62856 | Forefront Power, LLC | IPP | Upper Marlboro 1 CSG | MD | 63075 | 20 | 2 | Solar Photovoltaic | SUN | PV | (U) Under construction, less than or equal to 50 percent complete | 2
2019 | 12 | 62856 | Forefront Power, LLC | IPP | White CSG | MD | 63085 | 15124 | 2 | Solar Photovoltaic | SUN | PV | (U) Under construction, less than or equal to 50 percent complete | 2
2019 | 12 | 6541 | Formosa Plastics Corp | Industrial | Formosa Utility Venture Ltd | TX | 10554 | 3ST1 | 38 | Natural Gas Fired Combined Cycle | NG | CA | (V) Under construction, more than 50 percent complete | 40
2019 | 12 | 6541 | Formosa Plastics Corp | Industrial | Formosa Utility Venture Ltd | TX | 10554 | 3TBG1 | 97 | Natural Gas Fired Combined Cycle | NG | CT | (V) Under construction, more than 50 percent complete | 102
2019 | 12 | 6541 | Formosa Plastics Corp | Industrial | Formosa Utility Venture Ltd | TX | 10554 | 3TBG2 | 97 | Natural Gas Fired Combined Cycle | NG | CT | (V) Under construction, more than 50 percent complete | 102
2019 | 12 | 62061 | GD West Greenwich Victory I, LLC | IPP | GD West Greenwich Victory I, LLC | RI | 62568 | GDVIC | 1.8 | Solar Photovoltaic | SUN | PV | (T) Regulatory approvals received. Not under construction | 1.8
2019 | 12 | 60747 | Gamble Solar, LLC | IPP | Gamble Solar | NC | 61127 | 12348 | 3 | Solar Photovoltaic | SUN | PV | (U) Under construction, less than or equal to 50 percent complete | 3
2019 | 12 | 61194 | Generate Capital | IPP | Boas Rd #4 Community Solar Farm | NY | 62533 | 1023 | 2 | Solar Photovoltaic | SUN | PV | (V) Under construction, more than 50 percent complete | 2
2019 | 12 | 61194 | Generate Capital | IPP | Kelly Bridge Road Community Solar Farm | NY | 62154 | 12 | 2 | Solar Photovoltaic | SUN | PV | (V) Under construction, more than 50 percent complete | 2
2019 | 12 | 61194 | Generate Capital | IPP | Sacket Lake Rd #1 Community Solar Farm | NY | 62158 | 11 | 2 | Solar Photovoltaic | SUN | PV | (V) Under construction, more than 50 percent complete | 2
2019 | 12 | 7140 | Georgia Power Co | Electric Utility | Fort Valley State University Solar | GA | 63062 | 1 | 10.8 | Solar Photovoltaic | SUN | PV | (U) Under construction, less than or equal to 50 percent complete | 10.8
2019 | 12 | 7140 | Georgia Power Co | Electric Utility | Robins Air Force Base Solar | GA | 61648 | 1 | 139 | Solar Photovoltaic | SUN | PV | (V) Under construction, more than 50 percent complete | 139
2019 | 12 | 61611 | Glaciers Edge Wind Project LLC | IPP | Glaciers Edge Wind Project | IA | 62035 | GEW | 200 | Onshore Wind Turbine | WND | WT | (V) Under construction, more than 50 percent complete | 211.7
2019 | 12 | 61912 | Grazing Yak Solar, LLC | IPP | Grazing Yak Solar | CO | 62376 | PV1 | 35 | Solar Photovoltaic | SUN | PV | (U) Under construction, less than or equal to 50 percent complete | 35
2019 | 12 | 62962 | Hartmann Community Solar LLC | IPP | Hartmann Project CSG | MN | 63174 | TC3 | 1 | Solar Photovoltaic | SUN | PV | (TS) Construction complete, but not yet in commercial operation | 1
2019 | 12 | 60719 | Harvest Ridge Wind Farm | IPP | Broadlands Wind Farm | IL | 61161 | GEN01 | 300 | Onshore Wind Turbine | WND | WT | (U) Under construction, less than or equal to 50 percent complete | 300
2019 | 12 | 62638 | Helen Solar LLC | IPP | Helen Solar CSG | MN | 62706 | SC | 4 | Solar Photovoltaic | SUN | PV | (V) Under construction, more than 50 percent complete | 4
2019 | 12 | 62106 | Hidalgo Wind Farm II LLC | IPP | Hidalgo Wind Farm II | TX | 62618 | WT | 50.4 | Onshore Wind Turbine | WND | WT | (U) Under construction, less than or equal to 50 percent complete | 50.4
2019 | 12 | 62046 | High Lonesome Wind Power, LLC | IPP | High Lonesome Wind Power, LLC | TX | 62562 | HILO | 449.5 | Onshore Wind Turbine | WND | WT | (V) Under construction, more than 50 percent complete | 449.5
2019 | 12 | 54769 | INEOS USA LLC | Industrial | Power Island | TX | 10154 | GEN3 | 50 | Natural Gas Fired Combustion Turbine | NG | GT | (U) Under construction, less than or equal to 50 percent complete | 50
2019 | 12 | 49893 | Invenergy Services LLC | IPP | Camilla Solar Energy Project | GA | 61785 | CAMSR | 160 | Solar Photovoltaic | SUN | PV | (U) Under construction, less than or equal to 50 percent complete | 160
2019 | 12 | 49893 | Invenergy Services LLC | IPP | Wilkinson Solar LLC | NC | 62544 | GEN1 | 74 | Solar Photovoltaic | SUN | PV | (P) Planned for installation, but regulatory approvals not initiated | 74
2019 | 12 | 61960 | Lapetus Energy Project LLC | IPP | Lapetus | TX | 62448 | LAP | 100 | Solar Photovoltaic | SUN | PV | (TS) Construction complete, but not yet in commercial operation | 100
2019 | 12 | 56940 | Lexington Chenoa Wind Farm LLC | IPP | Bright Stalk Wind Farm I | IL | 57623 | GEN1 | 200 | Onshore Wind Turbine | WND | WT | (V) Under construction, more than 50 percent complete | 200
2019 | 12 | 62842 | Lightsource Renewable Energy Asset Management, LLC | IPP | Bluewater CDEC 1 | NM | 62994 | NMBW1 | 2.4 | Solar Photovoltaic | SUN | PV | (V) Under construction, more than 50 percent complete | 2.4
2019 | 12 | 62842 | Lightsource Renewable Energy Asset Management, LLC | IPP | Grants CDEC 2 | NM | 62995 | NMGR1 | 4.5 | Solar Photovoltaic | SUN | PV | (V) Under construction, more than 50 percent complete | 4.5
2019 | 12 | 62842 | Lightsource Renewable Energy Asset Management, LLC | IPP | Whitetail Solar 1 | PA | 62989 | PAWT1 | 13.5 | Solar Photovoltaic | SUN | PV | (U) Under construction, less than or equal to 50 percent complete | 13.5
2019 | 12 | 62661 | Lock 12 Hydro Partners, LLC | IPP | Ravenna Hydroelectric Project | KY | 62747 | 1 | 0.5 | Conventional Hydroelectric | WAT | HY | (V) Under construction, more than 50 percent complete | 0.5
2019 | 12 | 62661 | Lock 12 Hydro Partners, LLC | IPP | Ravenna Hydroelectric Project | KY | 62747 | 2 | 0.5 | Conventional Hydroelectric | WAT | HY | (V) Under construction, more than 50 percent complete | 0.5
2019 | 12 | 62661 | Lock 12 Hydro Partners, LLC | IPP | Ravenna Hydroelectric Project | KY | 62747 | 3 | 0.5 | Conventional Hydroelectric | WAT | HY | (V) Under construction, more than 50 percent complete | 0.5
2019 | 12 | 62661 | Lock 12 Hydro Partners, LLC | IPP | Ravenna Hydroelectric Project | KY | 62747 | 4 | 0.5 | Conventional Hydroelectric | WAT | HY | (V) Under construction, more than 50 percent complete | 0.5
2019 | 12 | 62661 | Lock 12 Hydro Partners, LLC | IPP | Ravenna Hydroelectric Project | KY | 62747 | 5 | 0.5 | Conventional Hydroelectric | WAT | HY | (V) Under construction, more than 50 percent complete | 0.5
2019 | 12 | 61770 | Mesteno Wind | IPP | Mesteno | TX | 62258 | MES | 200 | Onshore Wind Turbine | WND | WT | (U) Under construction, less than or equal to 50 percent complete | 201.6
2019 | 12 | 12341 | MidAmerican Energy Co | Electric Utility | Ida Grove II | IA | 62795 | 1 | 201 | Onshore Wind Turbine | WND | WT | (V) Under construction, more than 50 percent complete | 201
2019 | 12 | 12341 | MidAmerican Energy Co | Electric Utility | North English II | IA | 62608 | 1 | 140 | Onshore Wind Turbine | WND | WT | (V) Under construction, more than 50 percent complete | 140
2019 | 12 | 12341 | MidAmerican Energy Co | Electric Utility | Orient Wind Farm | IA | 61077 | 2 | 398.8 | Onshore Wind Turbine | WND | WT | (V) Under construction, more than 50 percent complete | 398.8
2019 | 12 | 12341 | MidAmerican Energy Co | Electric Utility | Palo Alto Wind Farm | IA | 63053 | PAWF | 250 | Onshore Wind Turbine | WND | WT | (V) Under construction, more than 50 percent complete | 250
2019 | 12 | 60018 | NET Power, LLC | IPP | NET Power La Porte Station | TX | 60910 | NPLPS | 25.5 | Other Natural Gas | NG | OT | (TS) Construction complete, but not yet in commercial operation | 25.5
2019 | 12 | 13206 | Nantucket Electric Co | Electric Utility | Nantucket | MA | 1615 | 20 | 6 | Batteries | MWH | BA | (TS) Construction complete, but not yet in commercial operation | 6
2019 | 12 | 56622 | NextEra Energy Resources | IPP | Shaw Creek Solar, LLC | SC | 61790 | SHAWC | 74.9 | Solar Photovoltaic | SUN | PV | (U) Under construction, less than or equal to 50 percent complete | 74.9
2019 | 12 | 62640 | Northfield Solar LLC | IPP | Northfield Solar CSG | MN | 62708 | SC | 5 | Solar Photovoltaic | SUN | PV | (U) Under construction, less than or equal to 50 percent complete | 5
2019 | 12 | 58764 | Origis Energy USA, Inc | IPP | OR Solar 2, LLC | OR | 61200 | ORSR2 | 10 | Solar Photovoltaic | SUN | PV | (P) Planned for installation, but regulatory approvals not initiated | 10
2019 | 12 | 58653 | Oxbow Creek Energy LLC | IPP | Oxbow Creek | PA | 58714 | GEN1 | 4.2 | Natural Gas Internal Combustion Engine | NG | IC | (V) Under construction, more than 50 percent complete | 4.4
2019 | 12 | 58653 | Oxbow Creek Energy LLC | IPP | Oxbow Creek | PA | 58714 | GEN2 | 4.2 | Natural Gas Internal Combustion Engine | NG | IC | (V) Under construction, more than 50 percent complete | 4.4
2019 | 12 | 58653 | Oxbow Creek Energy LLC | IPP | Oxbow Creek | PA | 58714 | GEN3 | 4.2 | Natural Gas Internal Combustion Engine | NG | IC | (V) Under construction, more than 50 percent complete | 4.4
2019 | 12 | 58653 | Oxbow Creek Energy LLC | IPP | Oxbow Creek | PA | 58714 | GEN4 | 4.2 | Natural Gas Internal Combustion Engine | NG | IC | (V) Under construction, more than 50 percent complete | 4.4
2019 | 12 | 58653 | Oxbow Creek Energy LLC | IPP | Oxbow Creek | PA | 58714 | GEN5 | 4.2 | Natural Gas Internal Combustion Engine | NG | IC | (V) Under construction, more than 50 percent complete | 4.4
2019 | 12 | 62009 | Palmer Solar LLC | IPP | Palmer Solar | CO | 62495 | 20181 | 60 | Solar Photovoltaic | SUN | PV | (V) Under construction, more than 50 percent complete | 60
2019 | 12 | 62964 | Prawer Community Solar LLC | IPP | Prawer Project CSG | MN | 63176 | TC3 | 1 | Solar Photovoltaic | SUN | PV | (TS) Construction complete, but not yet in commercial operation | 1
2019 | 12 | 61758 | Prevailing Wind Park, LLC | IPP | Prevailing Wind Park | SD | 62247 | PWPSD | 220 | Onshore Wind Turbine | WND | WT | (V) Under construction, more than 50 percent complete | 220
2019 | 12 | 56215 | RWE Renewables Americas LLC | IPP | Peyton Creek Wind Farm LLC | TX | 62417 | WT1 | 220 | Onshore Wind Turbine | WND | WT | (V) Under construction, more than 50 percent complete | 220
2019 | 12 | 56215 | RWE Renewables Americas LLC | IPP | West of the Pecos Solar | TX | 62415 | WOTP1 | 100 | Solar Photovoltaic | SUN | PV | (V) Under construction, more than 50 percent complete | 100
2019 | 12 | 60389 | Rabbit Hill Energy Storage Project | IPP | Rabbit Hill Energy Storage Project | TX | 60649 | 1 | 9.9 | Batteries | MWH | BA | (V) Under construction, more than 50 percent complete | 9.9
2019 | 12 | 61586 | Rankin Solar Center, LLC | IPP | Rankin Solar Center, LLC | SC | 61996 | RANKI | 10 | Solar Photovoltaic | SUN | PV | (U) Under construction, less than or equal to 50 percent complete | 10
2019 | 12 | 62129 | SFDK Solar, LLC | IPP | SFDK Solar | CA | 62649 | SFDK | 6.3 | Solar Photovoltaic | SUN | PV | (U) Under construction, less than or equal to 50 percent complete | 6.3
2019 | 12 | 61899 | SR Arlington II, LLC | IPP | SR Arlington II | GA | 62367 | ARLII | 102.5 | Solar Photovoltaic | SUN | PV | (V) Under construction, more than 50 percent complete | 102.5
2019 | 12 | 61635 | SR Hazlehurst III, LLC | IPP | Hazlehurst III | GA | 62057 | HZIII | 40 | Solar Photovoltaic | SUN | PV | (V) Under construction, more than 50 percent complete | 40
2019 | 12 | 61701 | SR Meridian III | IPP | Meridian III | MS | 62163 | MRDII | 52.5 | Solar Photovoltaic | SUN | PV | (V) Under construction, more than 50 percent complete | 52.5
2019 | 12 | 62966 | STAG St. Paul Community Solar LLC | IPP | STAG St. Paul Project CSG | MN | 63178 | TC3 | 1 | Solar Photovoltaic | SUN | PV | (TS) Construction complete, but not yet in commercial operation | 1
2019 | 12 | 62965 | Schwinghamer Community Solar LLC | IPP | Schwinghamer Project CSG | MN | 63177 | TC3 | 1 | Solar Photovoltaic | SUN | PV | (TS) Construction complete, but not yet in commercial operation | 1
2019 | 12 | 61321 | Seabrook Solar, LLC | IPP | Seabrook Solar | SC | 61701 | GEN1 | 70.5 | Solar Photovoltaic | SUN | PV | (V) Under construction, more than 50 percent complete | 72.5
2019 | 12 | 62023 | Skeleton Creek Energy Center | IPP | Skeleton Creek Energy Center Hybrid | OK | 62494 | SKC | 250 | Onshore Wind Turbine | WND | WT | (OT) Other | 250
2019 | 12 | 61677 | Sol Systems | IPP | Grove Solar, LLC | NC | 62807 | 12083 | 5 | Solar Photovoltaic | SUN | PV | (U) Under construction, less than or equal to 50 percent complete | 5
2019 | 12 | 61677 | Sol Systems | IPP | Thanksgiving Fire Solar Farm, LLC | NC | 62786 | 12087 | 2 | Solar Photovoltaic | SUN | PV | (U) Under construction, less than or equal to 50 percent complete | 2
2019 | 12 | 17650 | Southern Power Co | IPP | Reading Wind Project | KS | 60999 | READW | 200.1 | Onshore Wind Turbine | WND | WT | (V) Under construction, more than 50 percent complete | 200.1
2019 | 12 | 17650 | Southern Power Co | IPP | Wildhorse Mountain Wind Facility | OK | 61866 | 1 | 100 | Onshore Wind Turbine | WND | WT | (V) Under construction, more than 50 percent complete | 100
2019 | 12 | 60531 | Standard Solar | IPP | MHG Wallingford | VT | 62728 | X0041 | 2.2 | Solar Photovoltaic | SUN | PV | (T) Regulatory approvals received. Not under construction | 2.2
2019 | 12 | 60531 | Standard Solar | IPP | Town of Burrillville Solar | RI | 62898 | X0042 | 4.2 | Solar Photovoltaic | SUN | PV | (U) Under construction, less than or equal to 50 percent complete | 4.2
2019 | 12 | 61492 | StraightUp Solar | IPP | John A Logan College Solar | IL | 61878 | JALC | 1.6 | Solar Photovoltaic | SUN | PV | (U) Under construction, less than or equal to 50 percent complete | 1.9
2019 | 12 | 62904 | Syncarpha El Rito I, LLC | IPP | Syncarpha El Rito | NM | 63124 | SYNEL | 1.6 | Solar Photovoltaic | SUN | PV | (U) Under construction, less than or equal to 50 percent complete | 1.6
2019 | 12 | 62906 | Syncarpha Questa I, LLC | IPP | Syncarpha Questa | NM | 63125 | SYNQU | 1.6 | Solar Photovoltaic | SUN | PV | (U) Under construction, less than or equal to 50 percent complete | 1.6
2019 | 12 | 60193 | Tamworth Holdings, LLC | IPP | Tamworth Holdings | NC | 60394 | PV1 | 5 | Solar Photovoltaic | SUN | PV | (T) Regulatory approvals received. Not under construction | 5
2019 | 12 | 60410 | Tanager Holdings, LLC | IPP | Tanager Holdings | NC | 60691 | PV1 | 5 | Solar Photovoltaic | SUN | PV | (T) Regulatory approvals received. Not under construction | 5
2019 | 12 | 61847 | USS Centerfield Solar LLC | IPP | USS Centerfield Solar CSG | MN | 62335 | USCEN | 1 | Solar Photovoltaic | SUN | PV | (V) Under construction, more than 50 percent complete | 1
2019 | 12 | 62930 | USS Cheyenne Solar LLC | IPP | USS Cheyenne Solar LLC CSG | MN | 63145 | CHYNE | 1 | Solar Photovoltaic | SUN | PV | (U) Under construction, less than or equal to 50 percent complete | 1
2019 | 12 | 62938 | USS Christoffer Solar LLC | IPP | USS Christoffer Solar LLC CSG | MN | 63152 | CHRST | 1 | Solar Photovoltaic | SUN | PV | (U) Under construction, less than or equal to 50 percent complete | 1
2019 | 12 | 62928 | USS Greenhouse Solar LLC | IPP | USS Greenhouse Solar LLC CSG | MN | 63143 | GRHSE | 1 | Solar Photovoltaic | SUN | PV | (U) Under construction, less than or equal to 50 percent complete | 1
2019 | 12 | 62917 | USS Haven Solar LLC | IPP | USS Haven Solar LLC CSG | MN | 63138 | USHAV | 1 | Solar Photovoltaic | SUN | PV | (U) Under construction, less than or equal to 50 percent complete | 1
2019 | 12 | 61846 | USS Hockey Pad Solar LLC | IPP | USS Hockey Pad Solar CSG | MN | 62334 | USHP | 1 | Solar Photovoltaic | SUN | PV | (V) Under construction, more than 50 percent complete | 1
2019 | 12 | 62929 | USS Mayhew Solar LLC | IPP | USS Mayhew Solar LLC CSG | MN | 63144 | MAYHW | 1 | Solar Photovoltaic | SUN | PV | (U) Under construction, less than or equal to 50 percent complete | 1
2019 | 12 | 62931 | USS Midtown Solar LLC | IPP | USS Midtown Solar LLC CSG | MN | 63146 | MDTWN | 1 | Solar Photovoltaic | SUN | PV | (U) Under construction, less than or equal to 50 percent complete | 1
2019 | 12 | 62927 | USS Milkweed Solar LLC | IPP | USS Milkweed Solar LLC CSG | MN | 63142 | MLKWD | 1 | Solar Photovoltaic | SUN | PV | (U) Under construction, less than or equal to 50 percent complete | 1
2019 | 12 | 62932 | USS Monarch Solar LLC | IPP | USS Monarch Solar LLC CSG | MN | 63147 | MNRCH | 1 | Solar Photovoltaic | SUN | PV | (U) Under construction, less than or equal to 50 percent complete | 1
2019 | 12 | 62937 | USS Solar Sources LLC | IPP | USS Solar Sources LLC CSG | MN | 63151 | SOURC | 1 | Solar Photovoltaic | SUN | PV | (U) Under construction, less than or equal to 50 percent complete | 1
2019 | 12 | 62926 | USS Sunrise Solar LLC | IPP | USS Sunrise Solar LLC CSG | MN | 63141 | SNRSE | 1 | Solar Photovoltaic | SUN | PV | (U) Under construction, less than or equal to 50 percent complete | 1
2019 | 12 | 62933 | USS Turkey Solar LLC | IPP | USS Turkey Solar LLC CSG | MN | 63148 | TURKY | 1 | Solar Photovoltaic | SUN | PV | (U) Under construction, less than or equal to 50 percent complete | 1
2019 | 12 | 62925 | USS Westeros Solar LLC | IPP | USS Westeros Solar LLC CSG | MN | 63140 | USSWS | 1 | Solar Photovoltaic | SUN | PV | (U) Under construction, less than or equal to 50 percent complete | 1
2019 | 12 | 62924 | USS White Cloud Solar LLC | IPP | USS White Cloud LLC CSG | MN | 63139 | USSWC | 1 | Solar Photovoltaic | SUN | PV | (U) Under construction, less than or equal to 50 percent complete | 1
2019 | 12 | 62701 | Vista Solar, Inc. | IPP | Shelter Creek Condominiums Solar | CA | 62806 | SCC01 | 2.4 | Solar Photovoltaic | SUN | PV | (U) Under construction, less than or equal to 50 percent complete | 2.5
2019 | 12 | 62637 | Walcott Solar LLC | IPP | Walcott Solar CSG | MN | 62707 | SC | 4 | Solar Photovoltaic | SUN | PV | (U) Under construction, less than or equal to 50 percent complete | 4
2019 | 12 | 59316 | Whitetail Solar LLC | IPP | Whitetail Solar | SC | 59569 | PV1 | 10 | Solar Photovoltaic | SUN | PV | (L) Regulatory approvals pending. Not under construction | 10
2019 | 12 | 62103 | Whitney Hill Wind Power LLC | IPP | Whitney Hill Wind Power LLC | IL | 62606 | WTHWP | 65 | Onshore Wind Turbine | WND | WT | (U) Under construction, less than or equal to 50 percent complete | 65
2020 | 1 | 61012 | AES Distributed Energy | IPP | Finchville Solar, LLC | NY | 62999 | FINCH | 5 | Solar Photovoltaic | SUN | PV | (V) Under construction, more than 50 percent complete | 5
2020 | 1 | 55918 | Acciona Wind Energy USA LLC | IPP | Palmas Wind, LLC | TX | 61773 | PW | 142.6 | Onshore Wind Turbine | WND | WT | (V) Under construction, more than 50 percent complete | 144.9
2020 | 1 | 61006 | Bearkat TE Partnership LLC | IPP | Bearkat | TX | 59972 | BRKA2 | 103.4 | Onshore Wind Turbine | WND | WT | (V) Under construction, more than 50 percent complete | 103.4
2020 | 1 | 60350 | CPV Fairview, LLC | IPP | CPV Fairview Energy Center | PA | 60589 | GEN1 | 342 | Natural Gas Fired Combined Cycle | NG | CT | (V) Under construction, more than 50 percent complete | 372
2020 | 1 | 60350 | CPV Fairview, LLC | IPP | CPV Fairview Energy Center | PA | 60589 | GEN2 | 342 | Natural Gas Fired Combined Cycle | NG | CT | (V) Under construction, more than 50 percent complete | 372
2020 | 1 | 60350 | CPV Fairview, LLC | IPP | CPV Fairview Energy Center | PA | 60589 | GEN3 | 416 | Natural Gas Fired Combined Cycle | NG | CA | (V) Under construction, more than 50 percent complete | 453
2020 | 1 | 62835 | Caden Energix Hickory LLC | IPP | Caden Energix Hickory LLC | VA | 63084 | ENX02 | 20 | Solar Photovoltaic | SUN | PV | (P) Planned for installation, but regulatory approvals not initiated | 20
2020 | 1 | 62835 | Caden Energix Hickory LLC | IPP | Caden Energix Hickory LLC | VA | 63084 | ENX03 | 12 | Solar Photovoltaic | SUN | PV | (P) Planned for installation, but regulatory approvals not initiated | 12
2020 | 1 | 62900 | Caden Energix Rives Road LLC | IPP | Caden Energix Rives Road LLC | VA | 63087 | ENX01 | 19.7 | Solar Photovoltaic | SUN | PV | (L) Regulatory approvals pending. Not under construction | 19.7
2020 | 1 | 56534 | Cricket Valley Energy Center LLC | IPP | Cricket Valley Energy | NY | 57185 | U001 | 143.3 | Natural Gas Fired Combined Cycle | NG | CA | (V) Under construction, more than 50 percent complete | 174.2
2020 | 1 | 61060 | Cypress Creek Renewables | IPP | Grove Solar | NC | 60181 | PV1 | 5 | Solar Photovoltaic | SUN | PV | (U) Under construction, less than or equal to 50 percent complete | 5
2020 | 1 | 13478 | Entergy New Orleans, LLC | Electric Utility | New Orleans Power | LA | 60928 | 1 | 250 | Natural Gas Fired Combustion Turbine | NG | GT | (U) Under construction, less than or equal to 50 percent complete | 250
2020 | 1 | 56615 | First Solar Project Development | IPP | Sun Streams, LLC | AZ | 60827 | GEN01 | 150 | Solar Photovoltaic | SUN | PV | (V) Under construction, more than 50 percent complete | 150
2020 | 1 | 56615 | First Solar Project Development | IPP | Sunshine Valley Solar | NV | 59826 | GEN01 | 103.4 | Solar Photovoltaic | SUN | PV | (V) Under construction, more than 50 percent complete | 103.4
2020 | 1 | 6452 | Florida Power & Light Co | Electric Utility | Babcock Preserve | FL | 62634 | 1 | 74.5 | Solar Photovoltaic | SUN | PV | (U) Under construction, less than or equal to 50 percent complete | 74.5
2020 | 1 | 6452 | Florida Power & Light Co | Electric Utility | Blue Heron Solar | FL | 62631 | 1 | 74.5 | Solar Photovoltaic | SUN | PV | (U) Under construction, less than or equal to 50 percent complete | 74.5
2020 | 1 | 6452 | Florida Power & Light Co | Electric Utility | Cattle Ranch | FL | 62632 | 1 | 74.5 | Solar Photovoltaic | SUN | PV | (V) Under construction, more than 50 percent complete | 74.5
2020 | 1 | 6452 | Florida Power & Light Co | Electric Utility | Northern Preserve Solar | FL | 62645 | 1 | 74.5 | Solar Photovoltaic | SUN | PV | (V) Under construction, more than 50 percent complete | 74.5
2020 | 1 | 6452 | Florida Power & Light Co | Electric Utility | Southfork Solar | FL | 62493 | 1 | 74.5 | Solar Photovoltaic | SUN | PV | (U) Under construction, less than or equal to 50 percent complete | 74.5
2020 | 1 | 6452 | Florida Power & Light Co | Electric Utility | Sweetbay Solar Center | FL | 62394 | 1 | 74.5 | Solar Photovoltaic | SUN | PV | (V) Under construction, more than 50 percent complete | 74.5
2020 | 1 | 6452 | Florida Power & Light Co | Electric Utility | Twin Lakes | FL | 62633 | 1 | 74.5 | Solar Photovoltaic | SUN | PV | (V) Under construction, more than 50 percent complete | 74.5
2020 | 1 | 60025 | Greenbacker Renewable Energy Corporation | IPP | Blue Star | MD | 62332 | BLUES | 7.5 | Solar Photovoltaic | SUN | PV | (U) Under construction, less than or equal to 50 percent complete | 7.5
2020 | 1 | 9234 | Indiana Municipal Power Agency | Electric Utility | Richmond Solar Park 3 | IN | 62770 | SRIC3 | 6.7 | Solar Photovoltaic | SUN | PV | (U) Under construction, less than or equal to 50 percent complete | 6.7
2020 | 1 | 9417 | Interstate Power and Light Co | Electric Utility | Whispering Willow North | IA | 62079 | 1 | 199.9 | Onshore Wind Turbine | WND | WT | (V) Under construction, more than 50 percent complete | 199.9
2020 | 1 | 62085 | Mesquite Star LLC | IPP | Mesquite Star | TX | 62587 | MESQ | 418.9 | Onshore Wind Turbine | WND | WT | (U) Under construction, less than or equal to 50 percent complete | 418.9
2020 | 1 | 61925 | Middlesex-Yates Solar, LLC | IPP | Daum Solar | NY | 62412 | DAUM | 4 | Solar Photovoltaic | SUN | PV | (V) Under construction, more than 50 percent complete | 4
2020 | 1 | 56990 | NJR Clean Energy Ventures Corporation | IPP | Franklin Solar | NJ | 63149 | FRANK | 8.8 | Solar Photovoltaic | SUN | PV | (U) Under construction, less than or equal to 50 percent complete | 8.8
2020 | 1 | 56990 | NJR Clean Energy Ventures Corporation | IPP | Pohatcong Solar Farm | NJ | 63150 | POHAT | 8 | Solar Photovoltaic | SUN | PV | (U) Under construction, less than or equal to 50 percent complete | 8
2020 | 1 | 13484 | New York Methodist Hospital | IPP | New York Methodist Hospital | NY | 52091 | CCHEG | 1.5 | Petroleum Liquids | DFO | IC | (TS) Construction complete, but not yet in commercial operation | 1.5
2020 | 1 | 62849 | Novel Byron Solar LLC CSG | IPP | Novel Byron Solar CSG | MN | 62985 | BYRN | 1 | Solar Photovoltaic | SUN | PV | (T) Regulatory approvals received. Not under construction | 1
2020 | 1 | 62832 | Novel Herber Solar LLC CSG | IPP | Novel Herber Solar CSG | MN | 62966 | HERB | 1 | Solar Photovoltaic | SUN | PV | (U) Under construction, less than or equal to 50 percent complete | 1
2020 | 1 | 62848 | Novel Jewison Solar LLC CSG | IPP | Novel Jewison Solar CSG | MN | 62984 | JEWI | 1 | Solar Photovoltaic | SUN | PV | (T) Regulatory approvals received. Not under construction | 1
2020 | 1 | 62846 | Novel Schmoll Farms Solar LLC CSG | IPP | Novel Schmoll Farms Solar CSG | MN | 62982 | SCHM | 1 | Solar Photovoltaic | SUN | PV | (T) Regulatory approvals received. Not under construction | 1
2020 | 1 | 61910 | Quitman Solar, LLC | IPP | Quitman Solar | GA | 62584 | QUITM | 150 | Solar Photovoltaic | SUN | PV | (V) Under construction, more than 50 percent complete | 150
2020 | 1 | 16657 | San Jose/Santa Clara Water P C | Commercial | SJ/SC WPCP | CA | 56080 | EG4 | 3.5 | Other Waste Biomass | OBG | IC | (U) Under construction, less than or equal to 50 percent complete | 3.5
2020 | 1 | 16657 | San Jose/Santa Clara Water P C | Commercial | SJ/SC WPCP | CA | 56080 | EG5 | 3.5 | Other Waste Biomass | OBG | IC | (U) Under construction, less than or equal to 50 percent complete | 3.5
2020 | 1 | 16657 | San Jose/Santa Clara Water P C | Commercial | SJ/SC WPCP | CA | 56080 | EG6 | 3.5 | Other Waste Biomass | OBG | IC | (U) Under construction, less than or equal to 50 percent complete | 3.5
2020 | 1 | 16657 | San Jose/Santa Clara Water P C | Commercial | SJ/SC WPCP | CA | 56080 | EG7 | 3.5 | Other Waste Biomass | OBG | IC | (U) Under construction, less than or equal to 50 percent complete | 3.5
2020 | 1 | 62821 | Syncarpha Northampton, LLC | IPP | Syncarpha Northampton Hybrid | MA | 62976 | SYNOB | 2 | Batteries | MWH | BA | (U) Under construction, less than or equal to 50 percent complete | 2
2020 | 1 | 62821 | Syncarpha Northampton, LLC | IPP | Syncarpha Northampton Hybrid | MA | 62976 | SYNOS | 3.6 | Solar Photovoltaic | SUN | PV | (U) Under construction, less than or equal to 50 percent complete | 3.6
2020 | 1 | 62826 | Syncarpha Puddon I, LLC | IPP | Syncarpha Puddon I Hybrid | MA | 62969 | SYP1B | 4 | Batteries | MWH | BA | (U) Under construction, less than or equal to 50 percent complete | 4
2020 | 1 | 62826 | Syncarpha Puddon I, LLC | IPP | Syncarpha Puddon I Hybrid | MA | 62969 | SYP1S | 5 | Solar Photovoltaic | SUN | PV | (U) Under construction, less than or equal to 50 percent complete | 5
2020 | 1 | 62827 | Syncarpha Puddon II, LLC | IPP | Syncarpha Puddon II Hybrid | MA | 62970 | SYP2B | 4 | Batteries | MWH | BA | (U) Under construction, less than or equal to 50 percent complete | 4
2020 | 1 | 62827 | Syncarpha Puddon II, LLC | IPP | Syncarpha Puddon II Hybrid | MA | 62970 | SYP2S | 5 | Solar Photovoltaic | SUN | PV | (U) Under construction, less than or equal to 50 percent complete | 5
2020 | 1 | 18454 | Tampa Electric Co | Electric Utility | Little Manatee River Solar | FL | 62750 | GEN1 | 74.5 | Solar Photovoltaic | SUN | PV | (U) Under construction, less than or equal to 50 percent complete | 74.5
2020 | 1 | 18454 | Tampa Electric Co | Electric Utility | Wimauma Solar | FL | 61667 | 1 | 74.5 | Solar Photovoltaic | SUN | PV | (U) Under construction, less than or equal to 50 percent complete | 74.5
2020 | 1 | 24211 | Tucson Electric Power Co | Electric Utility | H Wilson Sundt Generating Station | AZ | 126 | RIC10 | 18.2 | Natural Gas Internal Combustion Engine | NG | IC | (U) Under construction, less than or equal to 50 percent complete | 23.5
2020 | 1 | 24211 | Tucson Electric Power Co | Electric Utility | H Wilson Sundt Generating Station | AZ | 126 | RIC6 | 18.2 | Natural Gas Internal Combustion Engine | NG | IC | (U) Under construction, less than or equal to 50 percent complete | 23.5
2020 | 1 | 24211 | Tucson Electric Power Co | Electric Utility | H Wilson Sundt Generating Station | AZ | 126 | RIC7 | 18.2 | Natural Gas Internal Combustion Engine | NG | IC | (U) Under construction, less than or equal to 50 percent complete | 23.5
2020 | 1 | 24211 | Tucson Electric Power Co | Electric Utility | H Wilson Sundt Generating Station | AZ | 126 | RIC8 | 18.2 | Natural Gas Internal Combustion Engine | NG | IC | (U) Under construction, less than or equal to 50 percent complete | 23.5
2020 | 1 | 24211 | Tucson Electric Power Co | Electric Utility | H Wilson Sundt Generating Station | AZ | 126 | RIC9 | 18.2 | Natural Gas Internal Combustion Engine | NG | IC | (U) Under construction, less than or equal to 50 percent complete | 23.5
2020 | 1 | 20323 | Wellhead Energy, LLC | IPP | Stanton Energy Reliability Center | CA | 60698 | GT1 | 45.9 | Natural Gas Fired Combustion Turbine | NG | GT | (V) Under construction, more than 50 percent complete | 60.5
2020 | 1 | 20323 | Wellhead Energy, LLC | IPP | Stanton Energy Reliability Center | CA | 60698 | GT2 | 45.9 | Natural Gas Fired Combustion Turbine | NG | GT | (V) Under construction, more than 50 percent complete | 60.5
2020 | 2 | 62834 | Caden Energix Pamplin LLC | IPP | Caden Energix Pamplin LLC | VA | 63083 | ENX04 | 15.7 | Solar Photovoltaic | SUN | PV | (L) Regulatory approvals pending. Not under construction | 15.7
2020 | 2 | 7626 | City of Greenfield - (IA) | Electric Utility | Greenfield | IA | 1144 | 1 | 2.2 | Petroleum Liquids | DFO | IC | (U) Under construction, less than or equal to 50 percent complete | 2.2
2020 | 2 | 7626 | City of Greenfield - (IA) | Electric Utility | Greenfield | IA | 1144 | 2 | 2.2 | Petroleum Liquids | DFO | IC | (U) Under construction, less than or equal to 50 percent complete | 2.2
2020 | 2 | 56534 | Cricket Valley Energy Center LLC | IPP | Cricket Valley Energy | NY | 57185 | U002 | 143.3 | Natural Gas Fired Combined Cycle | NG | CA | (V) Under construction, more than 50 percent complete | 174.2
2020 | 2 | 58970 | Ecoplexus, Inc | IPP | Underwood PV2 | NC | 60998 | UNWD2 | 16 | Solar Photovoltaic | SUN | PV | (L) Regulatory approvals pending. Not under construction | 16
2020 | 2 | 56201 | Engie North America | IPP | Jumbo Hill Wind Project | TX | 62630 | WTGS1 | 160.7 | Onshore Wind Turbine | WND | WT | (U) Under construction, less than or equal to 50 percent complete | 160.7
2020 | 2 | 62856 | Forefront Power, LLC | IPP | Harmony Road Solar | IL | 63069 | 1823 | 1.9 | Solar Photovoltaic | SUN | PV | (P) Planned for installation, but regulatory approvals not initiated | 1.9
2020 | 2 | 62856 | Forefront Power, LLC | IPP | Mooseheart School Solar | IL | 63073 | 1817 | 2 | Solar Photovoltaic | SUN | PV | (P) Planned for installation, but regulatory approvals not initiated | 2
2020 | 2 | 62856 | Forefront Power, LLC | IPP | Reed Road Solar | IL | 63071 | 1822 | 1.3 | Solar Photovoltaic | SUN | PV | (P) Planned for installation, but regulatory approvals not initiated | 1.3
2020 | 2 | 59010 | Rhubarb One LLC | IPP | Rhubarb One SC | SC | 59596 | PV1 | 20 | Solar Photovoltaic | SUN | PV | (L) Regulatory approvals pending. Not under construction | 20
2020 | 2 | 24211 | Tucson Electric Power Co | Electric Utility | H Wilson Sundt Generating Station | AZ | 126 | RIC1 | 18.2 | Natural Gas Internal Combustion Engine | NG | IC | (U) Under construction, less than or equal to 50 percent complete | 23.5
2020 | 2 | 24211 | Tucson Electric Power Co | Electric Utility | H Wilson Sundt Generating Station | AZ | 126 | RIC2 | 18.2 | Natural Gas Internal Combustion Engine | NG | IC | (U) Under construction, less than or equal to 50 percent complete | 23.5
2020 | 2 | 24211 | Tucson Electric Power Co | Electric Utility | H Wilson Sundt Generating Station | AZ | 126 | RIC3 | 18.2 | Natural Gas Internal Combustion Engine | NG | IC | (U) Under construction, less than or equal to 50 percent complete | 23.5
2020 | 2 | 24211 | Tucson Electric Power Co | Electric Utility | H Wilson Sundt Generating Station | AZ | 126 | RIC4 | 18.2 | Natural Gas Internal Combustion Engine | NG | IC | (U) Under construction, less than or equal to 50 percent complete | 23.5
2020 | 2 | 24211 | Tucson Electric Power Co | Electric Utility | H Wilson Sundt Generating Station | AZ | 126 | RIC5 | 18.2 | Natural Gas Internal Combustion Engine | NG | IC | (U) Under construction, less than or equal to 50 percent complete | 23.5
2020 | 3 | 61012 | AES Distributed Energy | IPP | Lane Ave Solar LLC | MA | 63041 | HANRA | 1.5 | Solar Photovoltaic | SUN | PV | (U) Under construction, less than or equal to 50 percent complete | 1.5
2020 | 3 | 61012 | AES Distributed Energy | IPP | Ryan Road Solar LLC | MA | 63044 | ORCHA | 4.3 | Solar Photovoltaic | SUN | PV | (U) Under construction, less than or equal to 50 percent complete | 4.3
2020 | 3 | 61670 | AES Huntington Beach Energy, LLC | IPP | AES Huntington Beach Energy Project | CA | 62116 | 1A | 194 | Natural Gas Fired Combined Cycle | NG | CT | (U) Under construction, less than or equal to 50 percent complete | 231
2020 | 3 | 61670 | AES Huntington Beach Energy, LLC | IPP | AES Huntington Beach Energy Project | CA | 62116 | 1B | 194 | Natural Gas Fired Combined Cycle | NG | CT | (U) Under construction, less than or equal to 50 percent complete | 231
2020 | 3 | 61670 | AES Huntington Beach Energy, LLC | IPP | AES Huntington Beach Energy Project | CA | 62116 | 1S | 215 | Natural Gas Fired Combined Cycle | NG | CA | (U) Under construction, less than or equal to 50 percent complete | 237.2
2020 | 3 | 62747 | Acorn I Energy Storage LLC | IPP | Acorn I Energy Storage LLC | CA | 62874 | ACOR1 | 2 | Batteries | MWH | BA | (T) Regulatory approvals received. Not under construction | 2
2020 | 3 | 60281 | Altus Power America Management, LLC | IPP | FastSun 1 CSG | MN | 63046 | FS1 | 1 | Solar Photovoltaic | SUN | PV | (U) Under construction, less than or equal to 50 percent complete | 1
2020 | 3 | 60281 | Altus Power America Management, LLC | IPP | FastSun 10 CSG | MN | 63038 | FS10 | 1 | Solar Photovoltaic | SUN | PV | (U) Under construction, less than or equal to 50 percent complete | 1
2020 | 3 | 60281 | Altus Power America Management, LLC | IPP | FastSun 11 CSG | MN | 63037 | FS11 | 1 | Solar Photovoltaic | SUN | PV | (U) Under construction, less than or equal to 50 percent complete | 1
2020 | 3 | 60281 | Altus Power America Management, LLC | IPP | FastSun 13 CSG | MN | 63035 | FS13 | 1 | Solar Photovoltaic | SUN | PV | (U) Under construction, less than or equal to 50 percent complete | 1
2020 | 3 | 60281 | Altus Power America Management, LLC | IPP | FastSun 14 CSG | MN | 63036 | FS14 | 1 | Solar Photovoltaic | SUN | PV | (U) Under construction, less than or equal to 50 percent complete | 1
2020 | 3 | 60281 | Altus Power America Management, LLC | IPP | FastSun 18 CSG | MN | 63034 | FS18 | 1 | Solar Photovoltaic | SUN | PV | (U) Under construction, less than or equal to 50 percent complete | 1
2020 | 3 | 60281 | Altus Power America Management, LLC | IPP | FastSun 19 CSG | MN | 63033 | FS19 | 1 | Solar Photovoltaic | SUN | PV | (U) Under construction, less than or equal to 50 percent complete | 1
2020 | 3 | 60281 | Altus Power America Management, LLC | IPP | FastSun 3 CSG | MN | 63042 | FS3 | 1 | Solar Photovoltaic | SUN | PV | (U) Under construction, less than or equal to 50 percent complete | 1
2020 | 3 | 60281 | Altus Power America Management, LLC | IPP | FastSun 5 CSG | MN | 63045 | FS5 | 1 | Solar Photovoltaic | SUN | PV | (U) Under construction, less than or equal to 50 percent complete | 1
2020 | 3 | 60281 | Altus Power America Management, LLC | IPP | FastSun 7 CSG | MN | 63043 | FS7 | 1 | Solar Photovoltaic | SUN | PV | (U) Under construction, less than or equal to 50 percent complete | 1
2020 | 3 | 60281 | Altus Power America Management, LLC | IPP | FastSun 8 CSG | MN | 63039 | FS8 | 1 | Solar Photovoltaic | SUN | PV | (U) Under construction, less than or equal to 50 percent complete | 1
2020 | 3 | 60281 | Altus Power America Management, LLC | IPP | FastSun 9 CSG | MN | 63040 | FS9 | 1 | Solar Photovoltaic | SUN | PV | (U) Under construction, less than or equal to 50 percent complete | 1
2020 | 3 | 59365 | Capital Power Corporation | IPP | Cardinal Point LLC | IL | 59902 | GEN | 150 | Onshore Wind Turbine | WND | WT | (V) Under construction, more than 50 percent complete | 150
2020 | 3 | 18488 | City of Taunton | Electric Utility | Cleary Flood Hybrid | MA | 1682 | BS1 | 2.9 | Batteries | MWH | BA | (P) Planned for installation, but regulatory approvals not initiated | 3
2020 | 3 | 56534 | Cricket Valley Energy Center LLC | IPP | Cricket Valley Energy | NY | 57185 | U003 | 143.3 | Natural Gas Fired Combined Cycle | NG | CA | (V) Under construction, more than 50 percent complete | 174.2
2020 | 3 | 56534 | Cricket Valley Energy Center LLC | IPP | Cricket Valley Energy | NY | 57185 | U004 | 195.4 | Natural Gas Fired Combined Cycle | NG | CT | (V) Under construction, more than 50 percent complete | 263.3
2020 | 3 | 56534 | Cricket Valley Energy Center LLC | IPP | Cricket Valley Energy | NY | 57185 | U005 | 195.4 | Natural Gas Fired Combined Cycle | NG | CT | (V) Under construction, more than 50 percent complete | 263.3
2020 | 3 | 56534 | Cricket Valley Energy Center LLC | IPP | Cricket Valley Energy | NY | 57185 | U006 | 195.4 | Natural Gas Fired Combined Cycle | NG | CT | (V) Under construction, more than 50 percent complete | 263.3
2020 | 3 | 5109 | DTE Electric Company | Electric Utility | Polaris Wind Park | MI | 62290 | 1 | 168.6 | Onshore Wind Turbine | WND | WT | (U) Under construction, less than or equal to 50 percent complete | 168.6
2020 | 3 | 61610 | Delaware River Solar, LLC | IPP | Big Tree Community Solar Farm | NY | 62476 | 607 | 2 | Solar Photovoltaic | SUN | PV | (T) Regulatory approvals received. Not under construction | 2
2020 | 3 | 61610 | Delaware River Solar, LLC | IPP | Washington St Community Solar Farm #1 | NY | 62472 | 617 | 2.2 | Solar Photovoltaic | SUN | PV | (U) Under construction, less than or equal to 50 percent complete | 2.2
2020 | 3 | 61610 | Delaware River Solar, LLC | IPP | Washington St Community Solar Farm #3 | NY | 62473 | 1035 | 2.5 | Solar Photovoltaic | SUN | PV | (U) Under construction, less than or equal to 50 percent complete | 2.5
2020 | 3 | 61610 | Delaware River Solar, LLC | IPP | Washington St Community Solar Farm #4 | NY | 62471 | 1034 | 2.5 | Solar Photovoltaic | SUN | PV | (U) Under construction, less than or equal to 50 percent complete | 2.5
2020 | 3 | 61610 | Delaware River Solar, LLC | IPP | Yellow Mills Rd #1 Community Solar Farm | NY | 62517 | 1142 | 2.3 | Solar Photovoltaic | SUN | PV | (L) Regulatory approvals pending. Not under construction | 2.3
2020 | 3 | 61610 | Delaware River Solar, LLC | IPP | Yellow Mills Rd #2 Community Solar Farm | NY | 62518 | 1181 | 2.3 | Solar Photovoltaic | SUN | PV | (L) Regulatory approvals pending. Not under construction | 2.3
2020 | 3 | 61610 | Delaware River Solar, LLC | IPP | Yellow Mills Rd #3 Community Solar Farm | NY | 62519 | 1244 | 2.3 | Solar Photovoltaic | SUN | PV | (L) Regulatory approvals pending. Not under construction | 2.3
2020 | 3 | 6455 | Duke Energy Florida, LLC | Electric Utility | Columbia Solar Power Plant | FL | 61982 | PV1 | 74.9 | Solar Photovoltaic | SUN | PV | (P) Planned for installation, but regulatory approvals not initiated | 74.9
2020 | 3 | 6455 | Duke Energy Florida, LLC | Electric Utility | Debary Solar Power Plant | FL | 62542 | PV1 | 74.5 | Solar Photovoltaic | SUN | PV | (P) Planned for installation, but regulatory approvals not initiated | 74.5
2020 | 3 | 15470 | Duke Energy Indiana, LLC | Electric Utility | Nabb Battery Energy Storage System | IN | 62862 | ES1 | 5 | Batteries | MWH | BA | (U) Under construction, less than or equal to 50 percent complete | 5
2020 | 3 | 61420 | ENGIE Storage Services NA LLC | Commercial | San Diego International Airport BESS | CA | 62754 | BA | 2 | Batteries | MWH | BA | (P) Planned for installation, but regulatory approvals not initiated | 2
2020 | 3 | 39347 | East Texas Electric Coop, Inc | Electric Utility | RC Thomas Hydroelectric Project | TX | 58645 | RCT1 | 8.7 | Conventional Hydroelectric | WAT | HY | (V) Under construction, more than 50 percent complete | 8.9
2020 | 3 | 39347 | East Texas Electric Coop, Inc | Electric Utility | RC Thomas Hydroelectric Project | TX | 58645 | RCT2 | 8.7 | Conventional Hydroelectric | WAT | HY | (V) Under construction, more than 50 percent complete | 8.9
2020 | 3 | 39347 | East Texas Electric Coop, Inc | Electric Utility | RC Thomas Hydroelectric Project | TX | 58645 | RCT3 | 8.7 | Conventional Hydroelectric | WAT | HY | (V) Under construction, more than 50 percent complete | 8.9
2020 | 3 | 60718 | Energy Resources USA, Inc. | IPP | Tom Bevill Lock and Dam Hydroelectric | AL | 61749 | GEN1 | 4 | Conventional Hydroelectric | WAT | HY | (P) Planned for installation, but regulatory approvals not initiated | 4
2020 | 3 | 60718 | Energy Resources USA, Inc. | IPP | Tom Bevill Lock and Dam Hydroelectric | AL | 61749 | GEN2 | 4 | Conventional Hydroelectric | WAT | HY | (P) Planned for installation, but regulatory approvals not initiated | 4
2020 | 3 | 60718 | Energy Resources USA, Inc. | IPP | Tom Bevill Lock and Dam Hydroelectric | AL | 61749 | GEN3 | 4 | Conventional Hydroelectric | WAT | HY | (P) Planned for installation, but regulatory approvals not initiated | 4
2020 | 3 | 60496 | Enerparc Inc. | IPP | Scituate RI Solar, LLC | RI | 61841 | SCITU | 10 | Solar Photovoltaic | SUN | PV | (P) Planned for installation, but regulatory approvals not initiated | 10
2020 | 3 | 62856 | Forefront Power, LLC | IPP | Square Barn Solar | IL | 63070 | 1820 | 1.5 | Solar Photovoltaic | SUN | PV | (P) Planned for installation, but regulatory approvals not initiated | 1.5
2020 | 3 | 62856 | Forefront Power, LLC | IPP | UC Santa Cruz Solar | CA | 63091 | 246 | 1.8 | Solar Photovoltaic | SUN | PV | (U) Under construction, less than or equal to 50 percent complete | 1.8
2020 | 3 | 62130 | Foundation CA Fund X Manager LLC | IPP | Foundation Dole Fresh Vegetables | CA | 62654 | WTG1 | 2.8 | Onshore Wind Turbine | WND | WT | (T) Regulatory approvals received. Not under construction | 2.8
2020 | 3 | 62130 | Foundation CA Fund X Manager LLC | IPP | Foundation Dole Fresh Vegetables | CA | 62654 | WTG2 | 2.8 | Onshore Wind Turbine | WND | WT | (T) Regulatory approvals received. Not under construction | 2.8
2020 | 3 | 61873 | GA Solar 4 | IPP | Twiggs Solar | GA | 61696 | TWIGG | 200 | Solar Photovoltaic | SUN | PV | (U) Under construction, less than or equal to 50 percent complete | 200
2020 | 3 | 9234 | Indiana Municipal Power Agency | Electric Utility | Scottsburg Solar Park | IN | 62766 | SCCOT | 7.1 | Solar Photovoltaic | SUN | PV | (U) Under construction, less than or equal to 50 percent complete | 7.1
2020 | 3 | 9417 | Interstate Power and Light Co | Electric Utility | Golden Plains | IA | 62081 | 1 | 198.8 | Onshore Wind Turbine | WND | WT | (V) Under construction, more than 50 percent complete | 198.8
2020 | 3 | 10273 | Kimberly-Clark Corp | Industrial | Chester Operations | PA | 50410 | 6 | 14.1 | Natural Gas Fired Combined Cycle | NG | CT | (U) Under construction, less than or equal to 50 percent complete | 17.3
2020 | 3 | 61251 | LA3 West Baton Rouge, L.L.C. | IPP | LA3 West Baton Rouge Solar Facility | LA | 61646 | LA3WB | 50 | Solar Photovoltaic | SUN | PV | (T) Regulatory approvals received. Not under construction | 50
2020 | 3 | 62842 | Lightsource Renewable Energy Asset Management, LLC | IPP | Johnson Corner Solar 1 | KS | 62993 | KSJC1 | 20 | Solar Photovoltaic | SUN | PV | (U) Under construction, less than or equal to 50 percent complete | 20
2020 | 3 | 62837 | Novel DeCook Solar LLC CSG | IPP | Novel DeCook Solar CSG | MN | 62979 | DECO | 1 | Solar Photovoltaic | SUN | PV | (T) Regulatory approvals received. Not under construction | 1
2020 | 3 | 62833 | Novel Herickhoff Solar LLC CSG | IPP | Novel Herickhoff Solar CSG | MN | 62967 | HERIC | 1 | Solar Photovoltaic | SUN | PV | (U) Under construction, less than or equal to 50 percent complete | 1
2020 | 3 | 61521 | Pegasus Wind, LLC | IPP | Pegasus Wind | MI | 61916 | PWEC | 150 | Onshore Wind Turbine | WND | WT | (U) Under construction, less than or equal to 50 percent complete | 150
2020 | 3 | 17609 | Southern California Edison Co | Electric Utility | DESI-2 Battery Storage Facility | CA | 62460 | DESI2 | 1.4 | Batteries | MWH | BA | (TS) Construction complete, but not yet in commercial operation | 1.4
2020 | 3 | 60970 | SunShare Management | IPP | Linden 01 CSG | MN | 63179 | KANE1 | 1 | Solar Photovoltaic | SUN | PV | (V) Under construction, more than 50 percent complete | 1
2020 | 3 | 60970 | SunShare Management | IPP | Linden 02 CSG | MN | 63182 | LIND2 | 1 | Solar Photovoltaic | SUN | PV | (V) Under construction, more than 50 percent complete | 1
2020 | 3 | 60970 | SunShare Management | IPP | Linden 03 CSG | MN | 63183 | LIND3 | 1 | Solar Photovoltaic | SUN | PV | (V) Under construction, more than 50 percent complete | 1
2020 | 3 | 62641 | Warsaw Solar LLC | IPP | Warsaw Solar CSG | MN | 62709 | SC | 2 | Solar Photovoltaic | SUN | PV | (V) Under construction, more than 50 percent complete | 2
2020 | 3 | 62748 | Wildcat I Energy Storage LLC | IPP | Wildcat I Energy Storage LLC | CA | 62875 | WILD1 | 3 | Batteries | MWH | BA | (T) Regulatory approvals received. Not under construction | 3
2020 | 4 | 61669 | AES Alamitos Energy, LLC | IPP | AES Alamitos Energy Center | CA | 62115 | 1A | 194 | Natural Gas Fired Combined Cycle | NG | CT | (U) Under construction, less than or equal to 50 percent complete | 231
2020 | 4 | 61669 | AES Alamitos Energy, LLC | IPP | AES Alamitos Energy Center | CA | 62115 | 1B | 194 | Natural Gas Fired Combined Cycle | NG | CT | (U) Under construction, less than or equal to 50 percent complete | 231
2020 | 4 | 61669 | AES Alamitos Energy, LLC | IPP | AES Alamitos Energy Center | CA | 62115 | 1S | 215 | Natural Gas Fired Combined Cycle | NG | CA | (U) Under construction, less than or equal to 50 percent complete | 216
2020 | 4 | 61012 | AES Distributed Energy | IPP | Allis Medina Solar LLC | NY | 63129 | ALLIS | 5 | Solar Photovoltaic | SUN | PV | (U) Under construction, less than or equal to 50 percent complete | 5
2020 | 4 | 61012 | AES Distributed Energy | IPP | Beals Medina Solar LLC | NY | 63130 | BEALS | 3.5 | Solar Photovoltaic | SUN | PV | (U) Under construction, less than or equal to 50 percent complete | 3.5
2020 | 4 | 61608 | Agilon Energy Holdings II, LLC | IPP | Victoria Port Power II LLC | TX | 61966 | VP2-1 | 43 | Natural Gas Fired Combustion Turbine | NG | GT | (L) Regulatory approvals pending. Not under construction | 50
2020 | 4 | 61608 | Agilon Energy Holdings II, LLC | IPP | Victoria Port Power II LLC | TX | 61966 | VP2-2 | 43 | Natural Gas Fired Combustion Turbine | NG | GT | (L) Regulatory approvals pending. Not under construction | 50
2020 | 4 | 10623 | City of Lakeland - (FL) | Electric Utility | C D McIntosh Jr | FL | 676 | GT2 | 115 | Natural Gas Fired Combustion Turbine | NG | GT | (V) Under construction, more than 50 percent complete | 135
2020 | 4 | 61610 | Delaware River Solar, LLC | IPP | County Route 11 Community Solar Farm | NY | 62507 | 1419 | 4.1 | Solar Photovoltaic | SUN | PV | (T) Regulatory approvals received. Not under construction | 4.1
2020 | 4 | 61610 | Delaware River Solar, LLC | IPP | Route 22 Community Solar Farm | NY | 62524 | 1444 | 3.7 | Solar Photovoltaic | SUN | PV | (T) Regulatory approvals received. Not under construction | 3.7
2020 | 4 | 56201 | Engie North America | IPP | East Fork Wind Project, LLC | KS | 62220 | WTGS | 195.8 | Onshore Wind Turbine | WND | WT | (V) Under construction, more than 50 percent complete | 195.8
2020 | 4 | 6452 | Florida Power & Light Co | Electric Utility | Echo River Solar | FL | 62490 | 1 | 74.5 | Solar Photovoltaic | SUN | PV | (U) Under construction, less than or equal to 50 percent complete | 74.5
2020 | 4 | 6452 | Florida Power & Light Co | Electric Utility | Hibiscus Solar Energy Center | FL | 62206 | 1 | 74.5 | Solar Photovoltaic | SUN | PV | (U) Under construction, less than or equal to 50 percent complete | 74.5
2020 | 4 | 6452 | Florida Power & Light Co | Electric Utility | Okeechobee Solar | FL | 62491 | 1 | 74.5 | Solar Photovoltaic | SUN | PV | (U) Under construction, less than or equal to 50 percent complete | 74.5
2020 | 4 | 60222 | Haida Energy, Inc. | Electric Utility | Hiilangaay Hydro | AK | 59037 | GEN 1 | 5 | Conventional Hydroelectric | WAT | HY | (U) Under construction, less than or equal to 50 percent complete | 5
2020 | 4 | 9234 | Indiana Municipal Power Agency | Electric Utility | Gas City Solar Park | IN | 62767 | SGASC | 2.5 | Solar Photovoltaic | SUN | PV | (U) Under construction, less than or equal to 50 percent complete | 2.5
2020 | 4 | 62850 | Novel Kanewischer Solar LLC CSG | IPP | Novel Kanewischer Solar CSG | MN | 62986 | KANE | 1 | Solar Photovoltaic | SUN | PV | (T) Regulatory approvals received. Not under construction | 1
2020 | 4 | 62847 | Novel Pederson Solar LLC CSG | IPP | Novel Pederson Solar CSG | MN | 62983 | PED | 1 | Solar Photovoltaic | SUN | PV | (U) Under construction, less than or equal to 50 percent complete | 1
2020 | 4 | 62788 | Oberon Solar IA | IPP | Oberon IA | TX | 62933 | OBR1A | 150 | Solar Photovoltaic | SUN | PV | (U) Under construction, less than or equal to 50 percent complete | 150
2020 | 4 | 62789 | Oberon Solar IB | IPP | Oberon IB | TX | 62932 | OBR1B | 30 | Solar Photovoltaic | SUN | PV | (U) Under construction, less than or equal to 50 percent complete | 30
2020 | 4 | 56215 | RWE Renewables Americas LLC | IPP | Cranell Wind Farm LLC | TX | 62416 | WT1 | 220 | Onshore Wind Turbine | WND | WT | (U) Under construction, less than or equal to 50 percent complete | 220
2020 | 4 | 62029 | Renew Solar ABC Sacramento LLC | IPP | Renew Solar ABC Sacramento LLC | CA | 62545 | SACRA | 1.7 | Solar Photovoltaic | SUN | PV | (P) Planned for installation, but regulatory approvals not initiated | 1.7
2020 | 4 | 62113 | Sage Draw Wind, LLC | IPP | Sage Draw Wind | TX | 62620 | SD | 338.4 | Onshore Wind Turbine | WND | WT | (U) Under construction, less than or equal to 50 percent complete | 338.4
2020 | 4 | 60163 | Soltage LLC | IPP | Ace Solar | SC | 61937 | 18 | 1 | Solar Photovoltaic | SUN | PV | (TS) Construction complete, but not yet in commercial operation | 1
2020 | 4 | 62822 | Syncarpha Blandford, LLC | IPP | Syncarpha Blandford Hybrid | MA | 62975 | SYBLB | 3.5 | Batteries | MWH | BA | (U) Under construction, less than or equal to 50 percent complete | 3.5
2020 | 4 | 62822 | Syncarpha Blandford, LLC | IPP | Syncarpha Blandford Hybrid | MA | 62975 | SYBLS | 4.9 | Solar Photovoltaic | SUN | PV | (V) Under construction, more than 50 percent complete | 4.9
2020 | 4 | 62814 | Syncarpha Leicester, LLC | IPP | Syncarpha Leicester Hybrid | MA | 62972 | SYLEB | 1.9 | Batteries | MWH | BA | (T) Regulatory approvals received. Not under construction | 1.9
2020 | 4 | 62814 | Syncarpha Leicester, LLC | IPP | Syncarpha Leicester Hybrid | MA | 62972 | SYLES | 2.6 | Solar Photovoltaic | SUN | PV | (T) Regulatory approvals received. Not under construction | 2.6
2020 | 4 | 62820 | Syncarpha Millbury, LLC | IPP | Syncarpha Millbury Hybrid | MA | 62974 | SYMIB | 3.8 | Batteries | MWH | BA | (U) Under construction, less than or equal to 50 percent complete | 3.8
2020 | 4 | 62820 | Syncarpha Millbury, LLC | IPP | Syncarpha Millbury Hybrid | MA | 62974 | SYMIS | 5 | Solar Photovoltaic | SUN | PV | (U) Under construction, less than or equal to 50 percent complete | 5
2020 | 4 | 62824 | Syncarpha Northbridge I, LLC | IPP | Syncarpha Northbridge I Hybrid | MA | 62977 | SYN1B | 4 | Batteries | MWH | BA | (U) Under construction, less than or equal to 50 percent complete | 4
2020 | 4 | 62824 | Syncarpha Northbridge I, LLC | IPP | Syncarpha Northbridge I Hybrid | MA | 62977 | SYN1S | 5 | Solar Photovoltaic | SUN | PV | (V) Under construction, more than 50 percent complete | 5
2020 | 4 | 62825 | Syncarpha Northbridge II, LLC | IPP | Syncarpha Northbridge II Hybrid | MA | 62978 | SYN2B | 3 | Batteries | MWH | BA | (U) Under construction, less than or equal to 50 percent complete | 3
2020 | 4 | 62825 | Syncarpha Northbridge II, LLC | IPP | Syncarpha Northbridge II Hybrid | MA | 62978 | SYN2S | 5 | Solar Photovoltaic | SUN | PV | (V) Under construction, more than 50 percent complete | 5
2020 | 4 | 62905 | Syncarpha Taos I, LLC | IPP | Syncarpha Taos | NM | 63123 | SYNTA | 3.1 | Solar Photovoltaic | SUN | PV | (T) Regulatory approvals received. Not under construction | 3.1
2020 | 4 | 62813 | Syncarpha Westminster, LLC | IPP | Syncarpha Westminster Hybrid | MA | 62971 | SYWEB | 2.9 | Batteries | MWH | BA | (U) Under construction, less than or equal to 50 percent complete | 2.9
2020 | 4 | 62813 | Syncarpha Westminster, LLC | IPP | Syncarpha Westminster Hybrid | MA | 62971 | SYWES | 4.7 | Solar Photovoltaic | SUN | PV | (V) Under construction, more than 50 percent complete | 4.7
2020 | 4 | 62828 | TWE Bowman Solar Project, LLC | IPP | TWE Bowman Solar Project | SC | 62828 | BOW | 73.1 | Solar Photovoltaic | SUN | PV | (U) Under construction, less than or equal to 50 percent complete | 75
2020 | 5 | 61012 | AES Distributed Energy | IPP | W. Orange Rd Solar LLC | MA | 63047 | HEYES | 5 | Solar Photovoltaic | SUN | PV | (T) Regulatory approvals received. Not under construction | 5
2020 | 5 | 61012 | AES Distributed Energy | IPP | Wilbur Woods Solar LLC | MA | 63048 | DESMO | 5 | Solar Photovoltaic | SUN | PV | (T) Regulatory approvals received. Not under construction | 5
2020 | 5 | 61683 | Amadeus Wind LLC | IPP | Amadeus Wind Farm | TX | 62142 | AM-TX | 250 | Onshore Wind Turbine | WND | WT | (P) Planned for installation, but regulatory approvals not initiated | 250
2020 | 5 | 61060 | Cypress Creek Renewables | IPP | Tate Solar | NC | 60160 | PV1 | 5 | Solar Photovoltaic | SUN | PV | (T) Regulatory approvals received. Not under construction | 5
2020 | 5 | 61610 | Delaware River Solar, LLC | IPP | Frey Rd #1 Community Solar Farm | NY | 62504 | 1159 | 2 | Solar Photovoltaic | SUN | PV | (T) Regulatory approvals received. Not under construction | 2
2020 | 5 | 61610 | Delaware River Solar, LLC | IPP | Frey Rd #2 Community Solar Farm | NY | 62521 | 1442 | 1.4 | Solar Photovoltaic | SUN | PV | (T) Regulatory approvals received. Not under construction | 1.4
2020 | 5 | 61610 | Delaware River Solar, LLC | IPP | Furnace Rd Community Solar Farm | NY | 62508 | 1420 | 3 | Solar Photovoltaic | SUN | PV | (T) Regulatory approvals received. Not under construction | 3
2020 | 5 | 61610 | Delaware River Solar, LLC | IPP | Route 19 #1 Community Solar Farm | NY | 62500 | 1258 | 2 | Solar Photovoltaic | SUN | PV | (L) Regulatory approvals pending. Not under construction | 2
2020 | 5 | 61610 | Delaware River Solar, LLC | IPP | Route 19 #2 Community Solar Farm | NY | 62502 | 1415 | 5 | Solar Photovoltaic | SUN | PV | (L) Regulatory approvals pending. Not under construction | 5
2020 | 5 | 61610 | Delaware River Solar, LLC | IPP | Telegraph Rd #1 Community Solar Farm | NY | 62496 | 1268 | 3.8 | Solar Photovoltaic | SUN | PV | (L) Regulatory approvals pending. Not under construction | 3.8
2020 | 5 | 61610 | Delaware River Solar, LLC | IPP | Telegraph Rd #2 Community Solar Farm | NY | 62498 | 1413 | 2 | Solar Photovoltaic | SUN | PV | (L) Regulatory approvals pending. Not under construction | 2
2020 | 5 | 7140 | Georgia Power Co | Electric Utility | Moody Air Force Base Solar | GA | 62377 | 1 | 49.5 | Solar Photovoltaic | SUN | PV | (U) Under construction, less than or equal to 50 percent complete | 49.5
2020 | 5 | 61888 | Gloversville Community Solar LLC | IPP | Gloversville Landfill Solar | NY | 62357 | 08158 | 5 | Solar Photovoltaic | SUN | PV | (P) Planned for installation, but regulatory approvals not initiated | 5
2020 | 5 | 60379 | Howardtown Farm, LLC | IPP | Howardtown Farm | NC | 60630 | PV1 | 10 | Solar Photovoltaic | SUN | PV | (L) Regulatory approvals pending. Not under construction | 10
2020 | 5 | 9234 | Indiana Municipal Power Agency | Electric Utility | Tell City Solar Park | IN | 62790 | STEL2 | 3.2 | Solar Photovoltaic | SUN | PV | (U) Under construction, less than or equal to 50 percent complete | 3.2
2020 | 5 | 62867 | Novel Winegar Partnership Solar CSG | IPP | Novel Winegar Partnership Solar CSG | MN | 63008 | WINE | 1 | Solar Photovoltaic | SUN | PV | (T) Regulatory approvals received. Not under construction | 1
2020 | 5 | 56545 | Pattern Operators LP | IPP | Old Jackson Solar LLC | TX | 62501 | 1 | 127.5 | Solar Photovoltaic | SUN | PV | (P) Planned for installation, but regulatory approvals not initiated | 128
2020 | 5 | 61634 | SR Terrell, LLC | IPP | SR Terrell | GA | 62058 | TERRL | 74 | Solar Photovoltaic | SUN | PV | (U) Under construction, less than or equal to 50 percent complete | 74
2020 | 5 | 58658 | Sunlight Partners | IPP | Cash Solar | NC | 60178 | PV1 | 5 | Solar Photovoltaic | SUN | PV | (T) Regulatory approvals received. Not under construction | 5
2020 | 5 | 58658 | Sunlight Partners | IPP | Robin Solar | NC | 60165 | PV1 | 5 | Solar Photovoltaic | SUN | PV | (T) Regulatory approvals received. Not under construction | 5
2020 | 5 | 62919 | TPE King Solar Holdings1 LLC | IPP | King CSG | RI | 63135 | KING1 | 7 | Solar Photovoltaic | SUN | PV | (U) Under construction, less than or equal to 50 percent complete | 7
2020 | 5 | 62919 | TPE King Solar Holdings1 LLC | IPP | King CSG | RI | 63135 | KING2 | 7.8 | Solar Photovoltaic | SUN | PV | (U) Under construction, less than or equal to 50 percent complete | 7.8
2020 | 5 | 59598 | Tooele Army Depot | IPP | Tooele Army Depot | UT | 59817 | PV1 | 1.5 | Solar Photovoltaic | SUN | PV | (V) Under construction, more than 50 percent complete | 1.5
2020 | 6 | 62685 | 10 Briggs Solar NG, LLC | IPP | 10 Briggs Solar NG, LLC (East) | RI | 62781 | 02818 | 5 | Solar Photovoltaic | SUN | PV | (L) Regulatory approvals pending. Not under construction | 5
2020 | 6 | 61541 | 1634 Solar, LLC | IPP | 1634 Solar | SC | 61935 | 3 | 2 | Solar Photovoltaic | SUN | PV | (T) Regulatory approvals received. Not under construction | 2
2020 | 6 | 61524 | 226HC 8me LLC | IPP | Holstein 1 Solar Farm | TX | 61962 | HSF01 | 200 | Solar Photovoltaic | SUN | PV | (U) Under construction, less than or equal to 50 percent complete | 200
2020 | 6 | 59272 | 41MB 8me, LLC | IPP | Borden Solar Farm | CA | 59531 | BRDN | 50 | Solar Photovoltaic | SUN | PV | (P) Planned for installation, but regulatory approvals not initiated | 50
2020 | 6 | 61118 | Ameresco, Inc - Candlewood | IPP | Candlewood Solar | CT | 61517 | CANDL | 25 | Solar Photovoltaic | SUN | PV | (P) Planned for installation, but regulatory approvals not initiated | 25
2020 | 6 | 59474 | BQ Energy LLC | IPP | West Valley East | NY | 62738 | WVE | 5 | Solar Photovoltaic | SUN | PV | (L) Regulatory approvals pending. Not under construction | 5
2020 | 6 | 59474 | BQ Energy LLC | IPP | West Valley West | NY | 62737 | WVW | 5 | Solar Photovoltaic | SUN | PV | (L) Regulatory approvals pending. Not under construction | 5
2020 | 6 | 59474 | BQ Energy LLC | IPP | Yeoman Creek | IL | 61910 | YEOM | 8.8 | Solar Photovoltaic | SUN | PV | (L) Regulatory approvals pending. Not under construction | 8.8
2020 | 6 | 62680 | BT Coniglio Solar LLC | IPP | Coniglio Solar | TX | 62772 | BTCON | 135 | Solar Photovoltaic | SUN | PV | (P) Planned for installation, but regulatory approvals not initiated | 135
2020 | 6 | 62681 | BT Cooke Solar, LLC | IPP | Rippey Solar | TX | 62773 | BTCOO | 60 | Solar Photovoltaic | SUN | PV | (P) Planned for installation, but regulatory approvals not initiated | 60
2020 | 6 | 62682 | BT Kellam Solar LLC | IPP | Kellam Solar | TX | 62774 | BTKEL | 60 | Solar Photovoltaic | SUN | PV | (P) Planned for installation, but regulatory approvals not initiated | 60
2020 | 6 | 61466 | Bakersfield Fuel Cell 1, LLC | Electric CHP | Bolthouse Farms Fuel Cell | CA | 61845 | MM28 | 2.5 | Other Natural Gas | NG | FC | (U) Under construction, less than or equal to 50 percent complete | 2.5
2020 | 6 | 61466 | Bakersfield Fuel Cell 1, LLC | Electric CHP | Bolthouse Farms Fuel Cell | CA | 61845 | MM29 | 2.5 | Other Natural Gas | NG | FC | (U) Under construction, less than or equal to 50 percent complete | 2.5
2020 | 6 | 59613 | BayWa r.e. Solar Projects LLC | IPP | Fern Solar LLC | NC | 62798 | FERN | 100 | Solar Photovoltaic | SUN | PV | (P) Planned for installation, but regulatory approvals not initiated | 100
2020 | 6 | 1752 | Biola University | Commercial | Biola University Hybrid | CA | 54296 | EG-1H | 1.5 | Natural Gas Internal Combustion Engine | NG | IC | (P) Planned for installation, but regulatory approvals not initiated | 1.5
2020 | 6 | 1752 | Biola University | Commercial | Biola University Hybrid | CA | 54296 | EG-2H | 1.5 | Natural Gas Internal Combustion Engine | NG | IC | (P) Planned for installation, but regulatory approvals not initiated | 1.5
2020 | 6 | 61519 | Blackville Solar Farm, LLC | IPP | Blackville Solar Farm, LLC | SC | 61918 | 1 | 7.2 | Solar Photovoltaic | SUN | PV | (U) Under construction, less than or equal to 50 percent complete | 7.2
2020 | 6 | 59844 | Blythe Solar III, LLC | IPP | Blythe Solar III, LLC | CA | 60094 | BLCK1 | 31.2 | Solar Photovoltaic | SUN | PV | (U) Under construction, less than or equal to 50 percent complete | 31.2
2020 | 6 | 59845 | Blythe Solar IV, LLC | IPP | Blythe Solar IV, LLC | CA | 60095 | BLCK1 | 31.2 | Solar Photovoltaic | SUN | PV | (T) Regulatory approvals received. Not under construction | 31.2
2020 | 6 | 58391 | Chilocco Wind Farm LLC | IPP | Chilocco Wind Farm | OK | 58406 | 1 | 200 | Onshore Wind Turbine | WND | WT | (U) Under construction, less than or equal to 50 percent complete | 200
2020 | 6 | 49846 | Covanta Honolulu Resource Recovery | Commercial | H Power | HI | 10334 | PV1 | 2.1 | Solar Photovoltaic | SUN | PV | (U) Under construction, less than or equal to 50 percent complete | 2.1
2020 | 6 | 61610 | Delaware River Solar, LLC | IPP | Route 5 & 20 Community Solar Farm | NY | 62523 | 1093 | 2.3 | Solar Photovoltaic | SUN | PV | (L) Regulatory approvals pending. Not under construction | 2.3
2020 | 6 | 61610 | Delaware River Solar, LLC | IPP | State Route 64N Community Solar Farm | NY | 62520 | 1089 | 1.2 | Solar Photovoltaic | SUN | PV | (T) Regulatory approvals received. Not under construction | 1.2
2020 | 6 | 62091 | Derby Fuel Cell LLC | IPP | Derby Fuel Cell | CT | 62588 | MM45 | 2.8 | Other Natural Gas | NG | FC | (P) Planned for installation, but regulatory approvals not initiated | 2.8
2020 | 6 | 62091 | Derby Fuel Cell LLC | IPP | Derby Fuel Cell | CT | 62588 | MM46 | 2.8 | Other Natural Gas | NG | FC | (P) Planned for installation, but regulatory approvals not initiated | 2.8
2020 | 6 | 5248 | Dominion Energy Inc | Electric Utility | Grasshopper Solar | VA | 62813 | GRHS | 80 | Solar Photovoltaic | SUN | PV | (T) Regulatory approvals received. Not under construction | 80
2020 | 6 | 3046 | Duke Energy Progress - (NC) | Electric Utility | Asheville-Rock Hill Battery | NC | 63064 | ES1 | 8.8 | Batteries | MWH | BA | (U) Under construction, less than or equal to 50 percent complete | 8.8
2020 | 6 | 58970 | Ecoplexus, Inc | IPP | Willoughby PV1 | NC | 60003 | WILL1 | 20 | Solar Photovoltaic | SUN | PV | (L) Regulatory approvals pending. Not under construction | 20
2020 | 6 | 58135 | Ecos Energy LLC | IPP | Apple Hill Solar | VT | 61037 | APPL | 2 | Solar Photovoltaic | SUN | PV | (U) Under construction, less than or equal to 50 percent complete | 2
2020 | 6 | 58135 | Ecos Energy LLC | IPP | Lake Perris Solar | CA | 60973 | LKPR | 1.5 | Solar Photovoltaic | SUN | PV | (P) Planned for installation, but regulatory approvals not initiated | 1.5
2020 | 6 | 58135 | Ecos Energy LLC | IPP | San Jacinto Solar | CA | 60972 | SJAC | 1.5 | Solar Photovoltaic | SUN | PV | (P) Planned for installation, but regulatory approvals not initiated | 1.5
2020 | 6 | 58135 | Ecos Energy LLC | IPP | Weybridge 1 Solar | VT | 61038 | WEY1 | 3 | Solar Photovoltaic | SUN | PV | (P) Planned for installation, but regulatory approvals not initiated | 3
2020 | 6 | 56201 | Engie North America | IPP | ENGIE Long Draw Solar LLC | TX | 62845 | SP1 | 225 | Solar Photovoltaic | SUN | PV | (U) Under construction, less than or equal to 50 percent complete | 225
2020 | 6 | 11241 | Entergy Louisiana LLC | Electric Utility | Lake Charles Power | LA | 60927 | 1A | 250 | Natural Gas Fired Combined Cycle | NG | CT | (V) Under construction, more than 50 percent complete | 250
2020 | 6 | 11241 | Entergy Louisiana LLC | Electric Utility | Lake Charles Power | LA | 60927 | 1B | 250 | Natural Gas Fired Combined Cycle | NG | CT | (V) Under construction, more than 50 percent complete | 250
2020 | 6 | 11241 | Entergy Louisiana LLC | Electric Utility | Lake Charles Power | LA | 60927 | 1C | 500 | Natural Gas Fired Combined Cycle | NG | CA | (V) Under construction, more than 50 percent complete | 500
2020 | 6 | 60659 | Hickory Run Energy, LLC | IPP | Hickory Run Energy Station | PA | 61028 | CTG1 | 283 | Natural Gas Fired Combined Cycle | NG | CT | (V) Under construction, more than 50 percent complete | 311
2020 | 6 | 60659 | Hickory Run Energy, LLC | IPP | Hickory Run Energy Station | PA | 61028 | CTG2 | 283 | Natural Gas Fired Combined Cycle | NG | CT | (V) Under construction, more than 50 percent complete | 311
2020 | 6 | 60659 | Hickory Run Energy, LLC | IPP | Hickory Run Energy Station | PA | 61028 | STG1 | 437 | Natural Gas Fired Combined Cycle | NG | CA | (V) Under construction, more than 50 percent complete | 450
2020 | 6 | 61001 | Hu Honua Bioenergy, LLC | IPP | Hu Honua Bioenergy Facility | HI | 61364 | HHB | 32 | Other Waste Biomass | OBS | ST | (U) Under construction, less than or equal to 50 percent complete | 36
2020 | 6 | 9191 | Idaho Power Co | Electric Utility | Shoshone Falls | ID | 818 | 4 | 3.2 | Conventional Hydroelectric | WAT | HY | (U) Under construction, less than or equal to 50 percent complete | 3.2
2020 | 6 | 56167 | Imperial Valley Solar, LLC | IPP | Imperial Valley Solar, LLC | CA | 56917 | 2 | 400 | Solar Photovoltaic | SUN | PV | (L) Regulatory approvals pending. Not under construction | 400
2020 | 6 | 9234 | Indiana Municipal Power Agency | Electric Utility | Centerville Solar Park | IN | 62794 | SCENT | 1 | Solar Photovoltaic | SUN | PV | (T) Regulatory approvals received. Not under construction | 1
2020 | 6 | 9234 | Indiana Municipal Power Agency | Electric Utility | Crawfordsville Solar Park 4 | IN | 62776 | SCRA4 | 2.3 | Solar Photovoltaic | SUN | PV | (T) Regulatory approvals received. Not under construction | 2.3
2020 | 6 | 62842 | Lightsource Renewable Energy Asset Management, LLC | IPP | Whitetail Solar 2 | PA | 62990 | PAWT2 | 20 | Solar Photovoltaic | SUN | PV | (U) Under construction, less than or equal to 50 percent complete | 20
2020 | 6 | 62842 | Lightsource Renewable Energy Asset Management, LLC | IPP | Whitetail Solar 3 | PA | 62991 | PAWT3 | 20 | Solar Photovoltaic | SUN | PV | (U) Under construction, less than or equal to 50 percent complete | 20
2020 | 6 | 59357 | Navasota Energy Generation Holdings | IPP | Clear Springs Energy Center | TX | 59615 | CTG-1 | 178 | Natural Gas Fired Combustion Turbine | NG | GT | (P) Planned for installation, but regulatory approvals not initiated | 183
2020 | 6 | 59357 | Navasota Energy Generation Holdings | IPP | Clear Springs Energy Center | TX | 59615 | CTG-2 | 177 | Natural Gas Fired Combustion Turbine | NG | GT | (P) Planned for installation, but regulatory approvals not initiated | 183
2020 | 6 | 59357 | Navasota Energy Generation Holdings | IPP | Clear Springs Energy Center | TX | 59615 | CTG-3 | 177 | Natural Gas Fired Combustion Turbine | NG | GT | (P) Planned for installation, but regulatory approvals not initiated | 183
2020 | 6 | 59357 | Navasota Energy Generation Holdings | IPP | Union Valley Energy Center | TX | 59616 | CTG-1 | 178 | Natural Gas Fired Combustion Turbine | NG | GT | (P) Planned for installation, but regulatory approvals not initiated | 183
2020 | 6 | 59357 | Navasota Energy Generation Holdings | IPP | Union Valley Energy Center | TX | 59616 | CTG-2 | 178 | Natural Gas Fired Combustion Turbine | NG | GT | (P) Planned for installation, but regulatory approvals not initiated | 183
2020 | 6 | 59357 | Navasota Energy Generation Holdings | IPP | Union Valley Energy Center | TX | 59616 | CTG-3 | 178 | Natural Gas Fired Combustion Turbine | NG | GT | (P) Planned for installation, but regulatory approvals not initiated | 183
2020 | 6 | 59357 | Navasota Energy Generation Holdings | IPP | Van Alstyne Energy Center | TX | 59617 | CTG-1 | 177 | Natural Gas Fired Combustion Turbine | NG | GT | (P) Planned for installation, but regulatory approvals not initiated | 183
2020 | 6 | 59357 | Navasota Energy Generation Holdings | IPP | Van Alstyne Energy Center | TX | 59617 | CTG-2 | 177 | Natural Gas Fired Combustion Turbine | NG | GT | (P) Planned for installation, but regulatory approvals not initiated | 183
2020 | 6 | 59357 | Navasota Energy Generation Holdings | IPP | Van Alstyne Energy Center | TX | 59617 | CTG-3 | 177 | Natural Gas Fired Combustion Turbine | NG | GT | (P) Planned for installation, but regulatory approvals not initiated | 183
2020 | 6 | 62869 | Novel Benedix Solar LLC CSG | IPP | Novel Benedix Solar CSG | MN | 63010 | BNDX | 1 | Solar Photovoltaic | SUN | PV | (T) Regulatory approvals received. Not under construction | 1
2020 | 6 | 56545 | Pattern Operators LP | IPP | G.S.E. One LLC | TX | 62505 | 1 | 82.5 | Solar Photovoltaic | SUN | PV | (P) Planned for installation, but regulatory approvals not initiated | 83
2020 | 6 | 62913 | Roundhouse Renewable Energy, LLC | Industrial | Roundhouse Wind Energy Project | WY | 63133 | 82059 | 124 | Onshore Wind Turbine | WND | WT | (U) Under construction, less than or equal to 50 percent complete | 124
2020 | 6 | 62913 | Roundhouse Renewable Energy, LLC | Industrial | Roundhouse Wind Energy Project | WY | 63133 | 82060 | 79 | Onshore Wind Turbine | WND | WT | (U) Under construction, less than or equal to 50 percent complete | 79
2020 | 6 | 62913 | Roundhouse Renewable Energy, LLC | Industrial | Roundhouse Wind Energy Project | WY | 63133 | 82061 | 23 | Onshore Wind Turbine | WND | WT | (U) Under construction, less than or equal to 50 percent complete | 23
2020 | 6 | 16534 | Sacramento Municipal Util Dist | Electric Utility | White Rock/Slab Creek | CA | 435 | H3 | 2.7 | Conventional Hydroelectric | WAT | HY | (U) Under construction, less than or equal to 50 percent complete | 2.7
2020 | 6 | 17609 | Southern California Edison Co | Electric Utility | DESI-1 Battery Energy Storage Facility | CA | 60699 | DESI1 | 2.4 | Batteries | MWH | BA | (TS) Construction complete, but not yet in commercial operation | 2.4
2020 | 6 | 62048 | Westlands Almond LLC | IPP | Almond | CA | 62546 | ALMND | 19.9 | Solar Photovoltaic | SUN | PV | (T) Regulatory approvals received. Not under construction | 19.9
2020 | 7 | 62627 | Alchemy Renewable Energy | IPP | Twittys Creek Solar, LLC | VA | 63077 | VATC | 13.8 | Solar Photovoltaic | SUN | PV | (L) Regulatory approvals pending. Not under construction | 13.8
2020 | 7 | 4180 | Connecticut Mun Elec Engy Coop | Electric Utility | Subase Microgrid Project | CT | 59701 | SFC1 | 3.7 | Other Natural Gas | NG | FC | (U) Under construction, less than or equal to 50 percent complete | 3.7
2020 | 7 | 4180 | Connecticut Mun Elec Engy Coop | Electric Utility | Subase Microgrid Project | CT | 59701 | SFC2 | 3.7 | Other Natural Gas | NG | FC | (U) Under construction, less than or equal to 50 percent complete | 3.7
2020 | 7 | 61060 | Cypress Creek Renewables | IPP | Eagle Solar | NC | 60161 | PV1 | 4 | Solar Photovoltaic | SUN | PV | (T) Regulatory approvals received. Not under construction | 4
2020 | 7 | 61060 | Cypress Creek Renewables | IPP | Willard Solar | NC | 60287 | PV1 | 4.9 | Solar Photovoltaic | SUN | PV | (T) Regulatory approvals received. Not under construction | 5
2020 | 7 | 59685 | JPMorgan Chase Bank | Commercial | South Campus Solar | DE | 59922 | G1789 | 1.8 | Solar Photovoltaic | SUN | PV | (OT) Other | 1.8
2020 | 7 | 61219 | Longroad Energy Services LLC | IPP | El Campo Wind | TX | 62765 | CAMPO | 242.8 | Onshore Wind Turbine | WND | WT | (U) Under construction, less than or equal to 50 percent complete | 242.8
2020 | 7 | 61219 | Longroad Energy Services LLC | IPP | Prospero Solar | TX | 62755 | PROSP | 300 | Solar Photovoltaic | SUN | PV | (U) Under construction, less than or equal to 50 percent complete | 300
2020 | 7 | 11479 | Madison Gas & Electric Co | Electric Utility | Middleton Airport Solar | WI | 62731 | 1 | 5 | Solar Photovoltaic | SUN | PV | (T) Regulatory approvals received. Not under construction | 5
2020 | 7 | 11820 | Massachusetts Inst of Tech | Commercial | Mass Inst Tech Cntrl Utilities/Cogen Plt | MA | 54907 | GT200 | 17.7 | Natural Gas Fired Combustion Turbine | NG | GT | (T) Regulatory approvals received. Not under construction | 21.7
2020 | 7 | 11820 | Massachusetts Inst of Tech | Commercial | Mass Inst Tech Cntrl Utilities/Cogen Plt | MA | 54907 | GT300 | 17.7 | Natural Gas Fired Combustion Turbine | NG | GT | (T) Regulatory approvals received. Not under construction | 21.7
2020 | 7 | 58718 | Na Pua Makani Power Partners LLC | IPP | Na Pua Makani Wind Project | HI | 58837 | WT1 | 25 | Onshore Wind Turbine | WND | WT | (U) Under construction, less than or equal to 50 percent complete | 25
2020 | 7 | 62868 | Novel Peter Solar LLC CSG | IPP | Novel Peter Solar CSG | MN | 63009 | PETR | 1 | Solar Photovoltaic | SUN | PV | (T) Regulatory approvals received. Not under construction | 1
2020 | 7 | 14624 | PUD No 2 of Grant County | Electric Utility | Wanapum | WA | 3888 | 4A | 122 | Conventional Hydroelectric | WAT | HY | (P) Planned for installation, but regulatory approvals not initiated | 122
2020 | 7 | 61678 | RE Rambler LLC | IPP | Rambler | TX | 62141 | RMBLR | 200 | Solar Photovoltaic | SUN | PV | (U) Under construction, less than or equal to 50 percent complete | 200
2020 | 7 | 62875 | Shakespeare Solar, LLC | IPP | Shakespeare Solar | NC | 63014 | PGR12 | 5 | Solar Photovoltaic | SUN | PV | (T) Regulatory approvals received. Not under construction | 5
2020 | 7 | 61677 | Sol Systems | IPP | Ruff Solar LLC | NC | 62594 | 11625 | 5 | Solar Photovoltaic | SUN | PV | (U) Under construction, less than or equal to 50 percent complete | 22
2020 | 7 | 62774 | Solar Hagerstown LLC | IPP | Solar Hagerstown | MD | 62912 | 137 | 7.5 | Solar Photovoltaic | SUN | PV | (L) Regulatory approvals pending. Not under construction | 10
2020 | 7 | 61668 | Strauss Wind LLC | IPP | Strauss Wind Farm | CA | 62113 | ST-CA | 98.8 | Onshore Wind Turbine | WND | WT | (P) Planned for installation, but regulatory approvals not initiated | 98.8
2020 | 7 | 62757 | SunEast Hills Solar LLC | IPP | SunEast Hills Solar Project | NY | 62895 | Q581 | 20 | Solar Photovoltaic | SUN | PV | (P) Planned for installation, but regulatory approvals not initiated | 20
2020 | 7 | 62756 | SunEast Watkins Road Solar LLC | IPP | SunEast Watkins Road Solar Project | NY | 62896 | Q586 | 20 | Solar Photovoltaic | SUN | PV | (P) Planned for installation, but regulatory approvals not initiated | 20
2020 | 8 | 59844 | Blythe Solar III, LLC | IPP | Blythe Solar III, LLC | CA | 60094 | BLCK2 | 31.2 | Solar Photovoltaic | SUN | PV | (T) Regulatory approvals received. Not under construction | 31.2
2020 | 8 | 59845 | Blythe Solar IV, LLC | IPP | Blythe Solar IV, LLC | CA | 60095 | BLCK2 | 31.2 | Solar Photovoltaic | SUN | PV | (T) Regulatory approvals received. Not under construction | 31.2
2020 | 8 | 62050 | Castleman Power Development LLC | IPP | SJRR Power LLC | TX | 62548 | SJ-1 | 43 | Natural Gas Fired Combustion Turbine | NG | GT | (P) Planned for installation, but regulatory approvals not initiated | 50
2020 | 8 | 62050 | Castleman Power Development LLC | IPP | SJRR Power LLC | TX | 62548 | SJ-2 | 43 | Natural Gas Fired Combustion Turbine | NG | GT | (P) Planned for installation, but regulatory approvals not initiated | 50
2020 | 8 | 62050 | Castleman Power Development LLC | IPP | SJRR Power LLC | TX | 62548 | SJ-3 | 43 | Natural Gas Fired Combustion Turbine | NG | GT | (P) Planned for installation, but regulatory approvals not initiated | 50
2020 | 8 | 62050 | Castleman Power Development LLC | IPP | SJRR Power LLC | TX | 62548 | SJ-4 | 43 | Natural Gas Fired Combustion Turbine | NG | GT | (P) Planned for installation, but regulatory approvals not initiated | 50
2020 | 8 | 62091 | Derby Fuel Cell LLC | IPP | Derby Fuel Cell | CT | 62588 | MM47 | 2.8 | Other Natural Gas | NG | FC | (P) Planned for installation, but regulatory approvals not initiated | 2.8
2020 | 8 | 56201 | Engie North America | IPP | Prairie Hill Wind Project | TX | 63100 | WTG | 300 | Onshore Wind Turbine | WND | WT | (L) Regulatory approvals pending. Not under construction | 300
2020 | 8 | 49893 | Invenergy Services LLC | IPP | Millican Solar Energy LLC | OR | 63050 | GEN1 | 71.4 | Solar Photovoltaic | SUN | PV | (U) Under construction, less than or equal to 50 percent complete | 71.4
2020 | 8 | 49893 | Invenergy Services LLC | IPP | Prineville Solar Energy LLC | OR | 63049 | GEN1 | 46.2 | Solar Photovoltaic | SUN | PV | (U) Under construction, less than or equal to 50 percent complete | 46.2
2020 | 8 | 62819 | Syncarpha Halifax, LLC | IPP | Syncarpha Halifax Hybrid | MA | 62973 | SYHAB | 2 | Batteries | MWH | BA | (T) Regulatory approvals received. Not under construction | 2
2020 | 8 | 62819 | Syncarpha Halifax, LLC | IPP | Syncarpha Halifax Hybrid | MA | 62973 | SYHAS | 1.7 | Solar Photovoltaic | SUN | PV | (T) Regulatory approvals received. Not under construction | 1.7
2020 | 8 | 62812 | Syncarpha Tewksbury, LLC | IPP | Syncarpha Tewksbury Hybrid | MA | 62968 | SYTKB | 2 | Batteries | MWH | BA | (T) Regulatory approvals received. Not under construction | 2
2020 | 8 | 62812 | Syncarpha Tewksbury, LLC | IPP | Syncarpha Tewksbury Hybrid | MA | 62968 | SYTKS | 2.8 | Solar Photovoltaic | SUN | PV | (T) Regulatory approvals received. Not under construction | 2.8
2020 | 8 | 62946 | USS All In Solar LLC | IPP | USS All In Solar LLC CSG | MN | 63160 | ALLIN | 1 | Solar Photovoltaic | SUN | PV | (U) Under construction, less than or equal to 50 percent complete | 1
2020 | 8 | 62944 | USS Cougar Solar LLC | IPP | USS Cougar Solar LLC CSG | MN | 63158 | COUGR | 1 | Solar Photovoltaic | SUN | PV | (U) Under construction, less than or equal to 50 percent complete | 1
2020 | 8 | 62945 | USS Flower Solar LLC | IPP | USS Flower Solar LLC CSG | MN | 63159 | FLOWR | 1 | Solar Photovoltaic | SUN | PV | (U) Under construction, less than or equal to 50 percent complete | 1
2020 | 8 | 62940 | USS Horne North Solar LLC | IPP | USS Horne North Solar LLC CSG | MN | 63154 | HORNN | 1 | Solar Photovoltaic | SUN | PV | (U) Under construction, less than or equal to 50 percent complete | 1
2020 | 8 | 62941 | USS Horne South Solar LLC | IPP | USS Horne South Solar LLC CSG | MN | 63155 | HORNS | 1 | Solar Photovoltaic | SUN | PV | (U) Under construction, less than or equal to 50 percent complete | 1
2020 | 8 | 62942 | USS JJ Clay Solar LLC | IPP | USS JJ Clay Solar LLC CSG | MN | 63156 | JJCLY | 1 | Solar Photovoltaic | SUN | PV | (U) Under construction, less than or equal to 50 percent complete | 1
2020 | 8 | 62943 | USS Verde Solar LLC | IPP | USS Verde Solar LLC CSG | MN | 63157 | VERDE | 1 | Solar Photovoltaic | SUN | PV | (U) Under construction, less than or equal to 50 percent complete | 1
2020 | 8 | 20856 | Wisconsin Power & Light Co | Electric Utility | Riverside Energy Center | WI | 55641 | PV1 | 2 | Solar Photovoltaic | SUN | PV | (T) Regulatory approvals received. Not under construction | 2
2020 | 9 | 62805 | Bluestone Farm Solar, LLC | IPP | Bluestone Solar | VA | 62950 | BLUE1 | 49.9 | Solar Photovoltaic | SUN | PV | (T) Regulatory approvals received. Not under construction | 49.9
2020 | 9 | 62050 | Castleman Power Development LLC | IPP | Palestine Power Peaking Facility | TX | 62684 | PP-1 | 50 | Natural Gas Fired Combustion Turbine | NG | GT | (P) Planned for installation, but regulatory approvals not initiated | 50
2020 | 9 | 62050 | Castleman Power Development LLC | IPP | Palestine Power Peaking Facility | TX | 62684 | PP-2 | 50 | Natural Gas Fired Combustion Turbine | NG | GT | (P) Planned for installation, but regulatory approvals not initiated | 50
2020 | 9 | 62050 | Castleman Power Development LLC | IPP | Palestine Power Peaking Facility | TX | 62684 | PP-3 | 50 | Natural Gas Fired Combustion Turbine | NG | GT | (P) Planned for installation, but regulatory approvals not initiated | 50
2020 | 9 | 62050 | Castleman Power Development LLC | IPP | Palestine Power Peaking Facility | TX | 62684 | PP-4 | 50 | Natural Gas Fired Combustion Turbine | NG | GT | (P) Planned for installation, but regulatory approvals not initiated | 50
2020 | 9 | 62050 | Castleman Power Development LLC | IPP | Sealy Power Peaking Facility | TX | 62685 | SP-1 | 50 | Natural Gas Fired Combustion Turbine | NG | GT | (P) Planned for installation, but regulatory approvals not initiated | 50
2020 | 9 | 62050 | Castleman Power Development LLC | IPP | Sealy Power Peaking Facility | TX | 62685 | SP-2 | 50 | Natural Gas Fired Combustion Turbine | NG | GT | (P) Planned for installation, but regulatory approvals not initiated | 50
2020 | 9 | 62050 | Castleman Power Development LLC | IPP | Sealy Power Peaking Facility | TX | 62685 | SP-3 | 50 | Natural Gas Fired Combustion Turbine | NG | GT | (P) Planned for installation, but regulatory approvals not initiated | 50
2020 | 9 | 62050 | Castleman Power Development LLC | IPP | Sealy Power Peaking Facility | TX | 62685 | SP-4 | 50 | Natural Gas Fired Combustion Turbine | NG | GT | (P) Planned for installation, but regulatory approvals not initiated | 50
2020 | 9 | 62091 | Derby Fuel Cell LLC | IPP | Derby Fuel Cell | CT | 62588 | MM48 | 2.8 | Other Natural Gas | NG | FC | (P) Planned for installation, but regulatory approvals not initiated | 2.8
2020 | 9 | 62720 | Frontier Windpower II, LLC | IPP | Frontier Windpower II | OK | 62837 | FW2 | 351.8 | Onshore Wind Turbine | WND | WT | (T) Regulatory approvals received. Not under construction | 351.8
2020 | 9 | 62696 | Gichi Noodin Wind Farm, LLC | IPP | Gichi Noodin Wind Farm | MI | 62815 | GNWF1 | 72.8 | Onshore Wind Turbine | WND | WT | (U) Under construction, less than or equal to 50 percent complete | 72.8
2020 | 9 | 61594 | Highlander Solar Station 1 LLC | IPP | Highlander Solar Station 1 | VA | 62014 | HLND1 | 165 | Solar Photovoltaic | SUN | PV | (L) Regulatory approvals pending. Not under construction | 165
2020 | 9 | 9234 | Indiana Municipal Power Agency | Electric Utility | Columbia City Solar Park | IN | 62769 | SCOLU | 4.6 | Solar Photovoltaic | SUN | PV | (T) Regulatory approvals received. Not under construction | 4.6
2020 | 9 | 9234 | Indiana Municipal Power Agency | Electric Utility | Richmond Solar Park 4 | IN | 62791 | SRIC4 | 7.9 | Solar Photovoltaic | SUN | PV | (T) Regulatory approvals received. Not under construction | 7.9
2020 | 9 | 9417 | Interstate Power and Light Co | Electric Utility | Richland | IA | 62080 | 1 | 130.1 | Onshore Wind Turbine | WND | WT | (U) Under construction, less than or equal to 50 percent complete | 130.1
2020 | 9 | 62897 | MSB Investors, LLC | Electric CHP | ReSource Center | CA | 63094 | SBAD1 | 1.1 | Other Waste Biomass | OBG | IC | (U) Under construction, less than or equal to 50 percent complete | 1.1
2020 | 9 | 62897 | MSB Investors, LLC | Electric CHP | ReSource Center | CA | 63094 | SBAD2 | 1.1 | Other Waste Biomass | OBG | IC | (U) Under construction, less than or equal to 50 percent complete | 1.1
2020 | 9 | 62726 | Mountain Breeze Wind, LLC | IPP | Mountain Breeze Wind, LLC | CO | 62840 | MTBRZ | 170 | Onshore Wind Turbine | WND | WT | (T) Regulatory approvals received. Not under construction | 170
2020 | 9 | 60952 | Mt. Jackson Solar LLC | IPP | Mt. Jackson Solar | VA | 61318 | SOLAR | 15.7 | Solar Photovoltaic | SUN | PV | (P) Planned for installation, but regulatory approvals not initiated | 15.7
2020 | 9 | 56545 | Pattern Operators LP | IPP | Solemio LLC | TX | 62522 | 1 | 79.8 | Solar Photovoltaic | SUN | PV | (P) Planned for installation, but regulatory approvals not initiated | 80
2020 | 9 | 61592 | Pleinmont Solar 1 LLC | IPP | Pleinmont Solar 1 | VA | 62012 | PLNM1 | 75 | Solar Photovoltaic | SUN | PV | (L) Regulatory approvals pending. Not under construction | 75
2020 | 9 | 62047 | Roadrunner Solar, LLC | IPP | Roadrunner, LLC | TX | 62561 | RODR2 | 200 | Solar Photovoltaic | SUN | PV | (T) Regulatory approvals received. Not under construction | 200
2020 | 9 | 58798 | Shell Chemical Appalachia LLC | Industrial | Shell Chemical Appalachia LLC | PA | 58933 | GTG1 | 37.1 | Natural Gas Fired Combined Cycle | NG | CT | (V) Under construction, more than 50 percent complete | 41.5
2020 | 9 | 58798 | Shell Chemical Appalachia LLC | Industrial | Shell Chemical Appalachia LLC | PA | 58933 | GTG2 | 37.1 | Natural Gas Fired Combined Cycle | NG | CT | (V) Under construction, more than 50 percent complete | 41.5
2020 | 9 | 62844 | Spring Hope Solar 3, LLC | IPP | Spring Hope Solar 3, LLC | NC | 62997 | PGR09 | 4.9 | Solar Photovoltaic | SUN | PV | (T) Regulatory approvals received. Not under construction | 4.9
2020 | 9 | 62044 | TG High Prairie Wind, LLC | IPP | High Prairie Wind Farm | MO | 62563 | HPWF | 400 | Onshore Wind Turbine | WND | WT | (L) Regulatory approvals pending. Not under construction | 400
2020 | 9 | 61534 | Techren Solar III LLC | IPP | Techren Solar III LLC | NV | 61931 | TECH3 | 25 | Solar Photovoltaic | SUN | PV | (T) Regulatory approvals received. Not under construction | 25
2020 | 9 | 61535 | Techren Solar IV LLC | IPP | Techren Solar IV LLC | NV | 61932 | TECH4 | 25 | Solar Photovoltaic | SUN | PV | (T) Regulatory approvals received. Not under construction | 25
2020 | 9 | 61890 | Tenaska Nobles 2 Power Partners, LLC | IPP | Nobles 2 Wind Project | MN | 62364 | WT1 | 250 | Onshore Wind Turbine | WND | WT | (U) Under construction, less than or equal to 50 percent complete | 250
2020 | 9 | 20856 | Wisconsin Power & Light Co | Electric Utility | Kossuth | IA | 62103 | 1 | 150.5 | Onshore Wind Turbine | WND | WT | (T) Regulatory approvals received. Not under construction | 150.5
2020 | 10 | 62119 | Antelope Expansion 3A, LLC | IPP | Antelope Expansion 3A | CA | 62673 | ANX3A | 15 | Solar Photovoltaic | SUN | PV | (P) Planned for installation, but regulatory approvals not initiated | 15
2020 | 10 | 62118 | Antelope Expansion 3B, LLC | IPP | Antelope Expansion 3B | CA | 62674 | ANX3B | 5 | Solar Photovoltaic | SUN | PV | (P) Planned for installation, but regulatory approvals not initiated | 5
2020 | 10 | 59844 | Blythe Solar III, LLC | IPP | Blythe Solar III, LLC | CA | 60094 | BLCK3 | 31.2 | Solar Photovoltaic | SUN | PV | (T) Regulatory approvals received. Not under construction | 31.2
2020 | 10 | 59845 | Blythe Solar IV, LLC | IPP | Blythe Solar IV, LLC | CA | 60095 | BLCK3 | 31.2 | Solar Photovoltaic | SUN | PV | (T) Regulatory approvals received. Not under construction | 31.2
2020 | 10 | 59319 | Cotton Solar, LLC | IPP | Cotton Solar | SC | 59572 | PV1 | 16 | Solar Photovoltaic | SUN | PV | (L) Regulatory approvals pending. Not under construction | 16
2020 | 10 | 62803 | Cove Mountain Solar 2 LLC | IPP | Cove Mountain Solar 2 | UT | 62470 | GEN01 | 122 | Solar Photovoltaic | SUN | PV | (L) Regulatory approvals pending. Not under construction | 122
2020 | 10 | 62091 | Derby Fuel Cell LLC | IPP | Derby Fuel Cell | CT | 62588 | MM49 | 2.8 | Other Natural Gas | NG | FC | (P) Planned for installation, but regulatory approvals not initiated | 2.8
2020 | 10 | 61951 | Dodge County Wind, LLC | IPP | Dodge County Wind | MN | 62437 | WT | 170 | Onshore Wind Turbine | WND | WT | (P) Planned for installation, but regulatory approvals not initiated | 170
2020 | 10 | 58468 | Dominion Renewable Energy | Electric Utility | Spring Grove I | VA | 61986 | SGIS | 97.9 | Solar Photovoltaic | SUN | PV | (U) Under construction, less than or equal to 50 percent complete | 97.9
2020 | 10 | 5580 | East Kentucky Power Coop, Inc | Electric Utility | Green Valley LFGTE | KY | 56278 | 4 | 0.8 | Landfill Gas | LFG | IC | (P) Planned for installation, but regulatory approvals not initiated | 0.8
2020 | 10 | 56201 | Engie North America | IPP | Las Lomas Wind Project | TX | 63101 | WTG | 201.6 | Onshore Wind Turbine | WND | WT | (L) Regulatory approvals pending. Not under construction | 201.6
2020 | 10 | 61734 | Flip Solar | IPP | Flip Solar | SC | 62214 | 38 | 15.8 | Solar Photovoltaic | SUN | PV | (T) Regulatory approvals received. Not under construction | 15.8
2020 | 10 | 61942 | Griffin Trail Wind, LLC | IPP | Griffin Trail Wind | TX | 62411 | GTWND | 225.6 | Onshore Wind Turbine | WND | WT | (P) Planned for installation, but regulatory approvals not initiated | 225.6
2020 | 10 | 61697 | Hillcrest Solar I, LLC | IPP | Hillcrest Solar | OH | 62200 | HILLC | 200 | Solar Photovoltaic | SUN | PV | (P) Planned for installation, but regulatory approvals not initiated | 200
2020 | 10 | 9234 | Indiana Municipal Power Agency | Electric Utility | Crawfordsville 5 Solar Park | IN | 62793 | SCRA5 | 9.9 | Solar Photovoltaic | SUN | PV | (T) Regulatory approvals received. Not under construction | 9.9
2020 | 10 | 61853 | Innogy Renewables US LLC | IPP | Scioto Ridge Wind Farm | OH | 58780 | 1 | 189.2 | Onshore Wind Turbine | WND | WT | (T) Regulatory approvals received. Not under construction | 189.2
2020 | 10 | 49893 | Invenergy Services LLC | IPP | Harry Allen Solar Energy LLC | NV | 63080 | GEN1 | 118.8 | Solar Photovoltaic | SUN | PV | (U) Under construction, less than or equal to 50 percent complete | 118.8
2020 | 10 | 62842 | Lightsource Renewable Energy Asset Management, LLC | IPP | Wildflower Solar 1 | CA | 62988 | CAWF1 | 13 | Solar Photovoltaic | SUN | PV | (T) Regulatory approvals received. Not under construction | 13
2020 | 10 | 60569 | Lincoln Land Wind, LLC | IPP | Lincoln Land Wind | IL | 58925 | SAN1 | 30 | Onshore Wind Turbine | WND | WT | (P) Planned for installation, but regulatory approvals not initiated | 30
2020 | 10 | 61219 | Longroad Energy Services LLC | IPP | Weaver Wind | ME | 63132 | WEAVR | 72.6 | Onshore Wind Turbine | WND | WT | (P) Planned for installation, but regulatory approvals not initiated | 72.6
2020 | 10 | 62758 | Orchard Windfarm, LLC | IPP | Orchard Windfarm, LLC | OR | 62935 | OCHW | 40 | Onshore Wind Turbine | WND | WT | (L) Regulatory approvals pending. Not under construction | 40
2020 | 10 | 61593 | Pleinmont Solar 2 LLC | IPP | Pleinmont Solar 2 | VA | 62013 | PLNM2 | 240 | Solar Photovoltaic | SUN | PV | (P) Planned for installation, but regulatory approvals not initiated | 240
2020 | 10 | 56215 | RWE Renewables Americas LLC | IPP | Raymond Wind Farm, LLC | TX | 62909 | ERAYM | 200.2 | Onshore Wind Turbine | WND | WT | (L) Regulatory approvals pending. Not under construction | 200.2
2020 | 10 | 61590 | Richmond Spider Solar LLC | IPP | Richmond Spider Solar | VA | 62011 | RMDSS | 20 | Solar Photovoltaic | SUN | PV | (P) Planned for installation, but regulatory approvals not initiated | 20
2020 | 10 | 60217 | San Bernardino Valley Mun. Water Dist. | Electric Utility | Waterman Turnout Hydroelectric | CA | 60466 | WTHF | 1 | Conventional Hydroelectric | WAT | HY | (L) Regulatory approvals pending. Not under construction | 1
2020 | 10 | 16609 | San Diego Gas & Electric Co | Electric Utility | Top Gun Energy Storage | CA | 61366 | TGES | 30 | Batteries | MWH | BA | (U) Under construction, less than or equal to 50 percent complete | 30
2020 | 10 | 58798 | Shell Chemical Appalachia LLC | Industrial | Shell Chemical Appalachia LLC | PA | 58933 | GTG3 | 37.1 | Natural Gas Fired Combined Cycle | NG | CT | (V) Under construction, more than 50 percent complete | 41.5
2020 | 10 | 62744 | St. James Solar, LLC | IPP | St. James Solar (LA) | LA | 62854 | SJS | 20 | Solar Photovoltaic | SUN | PV | (L) Regulatory approvals pending. Not under construction | 20
2020 | 10 | 60568 | Sugar Creek Wind One LLC | IPP | Sugar Creek Wind One LLC | IL | 58924 | SUG1 | 175 | Onshore Wind Turbine | WND | WT | (T) Regulatory approvals received. Not under construction | 175
2020 | 10 | 61637 | TUUSSO Energy, LLC | IPP | Camas Solar Project | WA | 62071 | CAMAS | 5 | Solar Photovoltaic | SUN | PV | (T) Regulatory approvals received. Not under construction | 5
2020 | 10 | 61637 | TUUSSO Energy, LLC | IPP | Fumaria Solar Project | WA | 62070 | FUMAR | 5 | Solar Photovoltaic | SUN | PV | (T) Regulatory approvals received. Not under construction | 5
2020 | 10 | 61637 | TUUSSO Energy, LLC | IPP | Penstemon Solar Project | WA | 62069 | PENST | 5 | Solar Photovoltaic | SUN | PV | (T) Regulatory approvals received. Not under construction | 5
2020 | 10 | 61637 | TUUSSO Energy, LLC | IPP | Typha Solar Project | WA | 62068 | TYPHA | 5 | Solar Photovoltaic | SUN | PV | (T) Regulatory approvals received. Not under construction | 5
2020 | 10 | 61637 | TUUSSO Energy, LLC | IPP | Urtica Solar Project | WA | 62067 | URTIC | 5 | Solar Photovoltaic | SUN | PV | (T) Regulatory approvals received. Not under construction | 5
2020 | 10 | 59056 | Tri Global Energy, LLC | IPP | Canyon Wind Project, LLC | TX | 60271 | WT1 | 360 | Onshore Wind Turbine | WND | WT | (P) Planned for installation, but regulatory approvals not initiated | 360
2020 | 10 | 60192 | Warbler Holdings, LLC | IPP | Warbler Holdings | NC | 60393 | PV1 | 4 | Solar Photovoltaic | SUN | PV | (L) Regulatory approvals pending. Not under construction | 4
2020 | 10 | 20421 | Western Minnesota Mun Pwr Agny | Electric Utility | Red Rock Hydro Plant | IA | 58434 | 1 | 27.5 | Conventional Hydroelectric | WAT | HY | (V) Under construction, more than 50 percent complete | 18.2
2020 | 10 | 20421 | Western Minnesota Mun Pwr Agny | Electric Utility | Red Rock Hydro Plant | IA | 58434 | 2 | 27.5 | Conventional Hydroelectric | WAT | HY | (V) Under construction, more than 50 percent complete | 18.2
2020 | 11 | 62049 | Aquamarine Westside LLC | IPP | Aquamarine | CA | 62547 | AQUAM | 250 | Solar Photovoltaic | SUN | PV | (L) Regulatory approvals pending. Not under construction | 250
2020 | 11 | 61711 | Ashley Solar (SC) | IPP | Ashley Solar (SC) | SC | 62179 | 21 | 2 | Solar Photovoltaic | SUN | PV | (T) Regulatory approvals received. Not under construction | 2
2020 | 11 | 61712 | Atlantic Solar | IPP | Atlantic Solar | SC | 62180 | 22 | 1 | Solar Photovoltaic | SUN | PV | (T) Regulatory approvals received. Not under construction | 1
2020 | 11 | 61713 | B & K Solar | IPP | B & K Solar | SC | 62181 | 23 | 63 | Solar Photovoltaic | SUN | PV | (T) Regulatory approvals received. Not under construction | 63
2020 | 11 | 61544 | Bani Solar, LLC | IPP | Bani Solar | SC | 61938 | 4 | 2 | Solar Photovoltaic | SUN | PV | (T) Regulatory approvals received. Not under construction | 2
2020 | 11 | 61714 | Battle Solar | IPP | Battle Solar | SC | 62182 | 24 | 2 | Solar Photovoltaic | SUN | PV | (T) Regulatory approvals received. Not under construction | 2
2020 | 11 | 61716 | Big Fork Solar | IPP | Big Fork Solar | SC | 62184 | 26 | 74.9 | Solar Photovoltaic | SUN | PV | (T) Regulatory approvals received. Not under construction | 74.9
2020 | 11 | 61731 | Denmark Solar | IPP | Denmark Solar | SC | 62211 | 35 | 6 | Solar Photovoltaic | SUN | PV | (T) Regulatory approvals received. Not under construction | 6
2020 | 11 | 56201 | Engie North America | IPP | Dakota Range III Wind Project | SD | 63102 | WTG | 151.2 | Onshore Wind Turbine | WND | WT | (L) Regulatory approvals pending. Not under construction | 151.2
2020 | 11 | 56201 | Engie North America | IPP | King Plains Wind Project | OK | 63104 | WTG | 250.2 | Onshore Wind Turbine | WND | WT | (L) Regulatory approvals pending. Not under construction | 250.2
2020 | 11 | 56201 | Engie North America | IPP | Triple H Wind Project | SD | 63103 | WTG | 250.2 | Onshore Wind Turbine | WND | WT | (L) Regulatory approvals pending. Not under construction | 250.2
2020 | 11 | 61736 | Gaines Solar | IPP | Gaines Solar | SC | 62216 | 41 | 2 | Solar Photovoltaic | SUN | PV | (T) Regulatory approvals received. Not under construction | 2
2020 | 11 | 49893 | Invenergy Services LLC | IPP | Crescent Valley Solar | NV | 62888 | GEN1 | 149 | Solar Photovoltaic | SUN | PV | (P) Planned for installation, but regulatory approvals not initiated | 149
2020 | 11 | 49893 | Invenergy Services LLC | IPP | Lovelock Solar | NV | 62934 | GEN1 | 190 | Solar Photovoltaic | SUN | PV | (U) Under construction, less than or equal to 50 percent complete | 190
2020 | 11 | 61219 | Longroad Energy Services LLC | IPP | Milford Solar 1 | UT | 62812 | MS1 | 99.9 | Solar Photovoltaic | SUN | PV | (T) Regulatory approvals received. Not under construction | 99
2020 | 11 | 61790 | McCormick Solar | IPP | McCormick Solar | SC | 62279 | 57 | 2 | Solar Photovoltaic | SUN | PV | (T) Regulatory approvals received. Not under construction | 2
2020 | 11 | 14232 | Otter Tail Power Co | Electric Utility | Merricourt Wind Project | ND | 57048 | 1 | 150 | Onshore Wind Turbine | WND | WT | (U) Under construction, less than or equal to 50 percent complete | 150
2020 | 11 | 14354 | PacifiCorp | Electric Utility | Ekola Flats | WY | 62591 | 1 | 250.9 | Onshore Wind Turbine | WND | WT | (P) Planned for installation, but regulatory approvals not initiated | 250.9
2020 | 11 | 14354 | PacifiCorp | Electric Utility | TB Flats | WY | 62516 | 1 | 503.2 | Onshore Wind Turbine | WND | WT | (P) Planned for installation, but regulatory approvals not initiated | 503.2
2020 | 11 | 61331 | Popular Camp Wind Farm LLC | IPP | Poplar Camp Wind Farm | VA | 61111 | PC1 | 72 | Onshore Wind Turbine | WND | WT | (P) Planned for installation, but regulatory approvals not initiated | 72
2020 | 11 | 62694 | Rappahannock Solar, LLC | IPP | Rappahannock Solar, LLC | VA | 62780 | 100 | 1.5 | Solar Photovoltaic | SUN | PV | (T) Regulatory approvals received. Not under construction | 1.5
2020 | 11 | 62896 | Rooney Ranch, LLC | IPP | Rooney Ranch | CA | 63088 | ROONR | 21 | Onshore Wind Turbine | WND | WT | (P) Planned for installation, but regulatory approvals not initiated | 21
2020 | 11 | 62907 | Sand Hill A, LLC | IPP | Sand Hill A | CA | 63126 | SNDHA | 13.5 | Onshore Wind Turbine | WND | WT | (P) Planned for installation, but regulatory approvals not initiated | 13.5
2020 | 11 | 61814 | Sandifer Solar | IPP | Sandifer Solar | SC | 62298 | 70 | 2 | Solar Photovoltaic | SUN | PV | (T) Regulatory approvals received. Not under construction | 2
2020 | 11 | 58798 | Shell Chemical Appalachia LLC | Industrial | Shell Chemical Appalachia LLC | PA | 58933 | STG1 | 72.7 | Natural Gas Fired Combined Cycle | NG | CA | (V) Under construction, more than 50 percent complete | 75
2020 | 11 | 58798 | Shell Chemical Appalachia LLC | Industrial | Shell Chemical Appalachia LLC | PA | 58933 | STG2 | 72.7 | Natural Gas Fired Combined Cycle | NG | CA | (V) Under construction, more than 50 percent complete | 75
2020 | 11 | 61829 | Shem Solar | IPP | Shem Solar | SC | 62308 | 72 | 2 | Solar Photovoltaic | SUN | PV | (T) Regulatory approvals received. Not under construction | 2
2020 | 11 | 61516 | Stratford Solar Center, LLC | IPP | Stratford Solar Center, LLC | VA | 61908 | STRAT | 15 | Solar Photovoltaic | SUN | PV | (P) Planned for installation, but regulatory approvals not initiated | 15
2020 | 11 | 61835 | Tarpon Solar I | IPP | Tarpon Solar I | SC | 62314 | 78 | 2 | Solar Photovoltaic | SUN | PV | (T) Regulatory approvals received. Not under construction | 2
2020 | 11 | 18617 | Tesoro Alaska Company LLC | Industrial | Tesoro Kenai Cogeneration Plant | AK | 52184 | GEN3 | 6.3 | Natural Gas Fired Combustion Turbine | NG | GT | (T) Regulatory approvals received. Not under construction | 7.8
2020 | 11 | 61860 | Trask East Solar | IPP | Trask East Solar | SC | 62346 | 83 | 12 | Solar Photovoltaic | SUN | PV | (T) Regulatory approvals received. Not under construction | 12
2020 | 11 | 62954 | USS Bush Solar LLC | IPP | USS Bush Solar LLC CSG | MN | 63166 | BUSH | 1 | Solar Photovoltaic | SUN | PV | (U) Under construction, less than or equal to 50 percent complete | 1
2020 | 11 | 62959 | USS Chariot Solar LLC | IPP | USS Chariot Solar LLC | MN | 63171 | CHROT | 1 | Solar Photovoltaic | SUN | PV | (U) Under construction, less than or equal to 50 percent complete | 1
2020 | 11 | 62955 | USS Hancock Solar | IPP | USS Hancock Solar LLC CSG | MN | 63167 | HNCCK | 1 | Solar Photovoltaic | SUN | PV | (U) Under construction, less than or equal to 50 percent complete | 1
2020 | 11 | 62957 | USS KVPV Solar LLC | IPP | USS KVPV Solar LLC | MN | 63169 | KVPV | 1 | Solar Photovoltaic | SUN | PV | (U) Under construction, less than or equal to 50 percent complete | 1
2020 | 11 | 62958 | USS Kass Solar LLC | IPP | USS Kass Solar LLC | MN | 63170 | KASS | 1 | Solar Photovoltaic | SUN | PV | (U) Under construction, less than or equal to 50 percent complete | 1
2020 | 11 | 62956 | USS Pheasant Solar LLC | IPP | USS Pheasant Solar LLC | MN | 63168 | HNCCK | 1 | Solar Photovoltaic | SUN | PV | (U) Under construction, less than or equal to 50 percent complete | 1
2020 | 11 | 62953 | USS Reindeer Solar LLC | IPP | USS Reindeer Solar LLC CSG | MN | 63165 | RENDR | 1 | Solar Photovoltaic | SUN | PV | (U) Under construction, less than or equal to 50 percent complete | 1
2020 | 11 | 19539 | University of Iowa | Commercial | University of Iowa Main Power Plant | IA | 54775 | GEN12 | 5.8 | Natural Gas Steam Turbine | NG | ST | (L) Regulatory approvals pending. Not under construction | 5.8
2020 | 11 | 19539 | University of Iowa | Commercial | University of Iowa Main Power Plant | IA | 54775 | GEN13 | 10 | Natural Gas Steam Turbine | NG | ST | (L) Regulatory approvals pending. Not under construction | 10
2020 | 11 | 61865 | Wayfair Solar | IPP | Wayfair Solar | SC | 62345 | 89 | 2 | Solar Photovoltaic | SUN | PV | (T) Regulatory approvals received. Not under construction | 2
2020 | 11 | 62635 | Wildcat Creek Wind Farm LLC | IPP | Wildcat Creek Wind Farm LLC | TX | 62715 | WCCWF | 180.1 | Onshore Wind Turbine | WND | WT | (P) Planned for installation, but regulatory approvals not initiated | 180.1
2020 | 11 | 61870 | Yemassee Solar | IPP | Yemassee Solar | SC | 62353 | 93 | 10 | Solar Photovoltaic | SUN | PV | (T) Regulatory approvals received. Not under construction | 10
2020 | 12 | 62006 | 7X Energy, Inc. | IPP | Taygete Energy Project LLC | TX | 62483 | PV1 | 255 | Solar Photovoltaic | SUN | PV | (P) Planned for installation, but regulatory approvals not initiated | 255
2020 | 12 | 61344 | Advanced Microgrid Solutions | IPP | Hybrid Holdings 1 Capistrano | CA | 62515 | HH4MW | 4 | Batteries | MWH | BA | (P) Planned for installation, but regulatory approvals not initiated | 4
2020 | 12 | 60526 | Alternative Power Development Northwest, LLC | IPP | Carter Solar One, LLC | ID | 60896 | CRTON | 20 | Solar Photovoltaic | SUN | PV | (P) Planned for installation, but regulatory approvals not initiated | 20
2020 | 12 | 60526 | Alternative Power Development Northwest, LLC | IPP | Jackpot Solar East, LLC | ID | 60899 | JPTEA | 20 | Solar Photovoltaic | SUN | PV | (P) Planned for installation, but regulatory approvals not initiated | 20
2020 | 12 | 60526 | Alternative Power Development Northwest, LLC | IPP | Jackpot Solar North, LLC | ID | 60897 | JPTNO | 20 | Solar Photovoltaic | SUN | PV | (P) Planned for installation, but regulatory approvals not initiated | 20
2020 | 12 | 60526 | Alternative Power Development Northwest, LLC | IPP | Jackpot Solar South, LLC | ID | 60898 | JPTSO | 20 | Solar Photovoltaic | SUN | PV | (P) Planned for installation, but regulatory approvals not initiated | 20
2020 | 12 | 60526 | Alternative Power Development Northwest, LLC | IPP | Jackpot Solar West, LLC | ID | 60900 | JPTWE | 20 | Solar Photovoltaic | SUN | PV | (P) Planned for installation, but regulatory approvals not initiated | 20
2020 | 12 | 59495 | Ameren Missouri | Electric Utility | Green City Renewable Energy Center | MO | 63065 | GBESS | 2.5 | Batteries | MWH | BA | (P) Planned for installation, but regulatory approvals not initiated | 2.5
2020 | 12 | 59495 | Ameren Missouri | Electric Utility | Green City Renewable Energy Center | MO | 63065 | GCREC | 10 | Solar Photovoltaic | SUN | PV | (P) Planned for installation, but regulatory approvals not initiated | 10
2020 | 12 | 59495 | Ameren Missouri | Electric Utility | Richwoods Renewable Energy Center | MO | 63066 | RBESS | 4 | Batteries | MWH | BA | (P) Planned for installation, but regulatory approvals not initiated | 4
2020 | 12 | 59495 | Ameren Missouri | Electric Utility | Richwoods Renewable Energy Center | MO | 63066 | RREC | 10 | Solar Photovoltaic | SUN | PV | (P) Planned for installation, but regulatory approvals not initiated | 10
2020 | 12 | 59495 | Ameren Missouri | Electric Utility | Utica Renewable Energy Center | MO | 63067 | UBESS | 2 | Batteries | MWH | BA | (P) Planned for installation, but regulatory approvals not initiated | 2
2020 | 12 | 59495 | Ameren Missouri | Electric Utility | Utica Renewable Energy Center | MO | 63067 | UREC | 10 | Solar Photovoltaic | SUN | PV | (P) Planned for installation, but regulatory approvals not initiated | 10
2020 | 12 | 61949 | Assembly Solar, LLC | IPP | Assembly Solar Project | MI | 62422 | ASP01 | 50 | Solar Photovoltaic | SUN | PV | (P) Planned for installation, but regulatory approvals not initiated | 50
2020 | 12 | 15399 | Avangrid Renewables LLC | IPP | La Joya NM | NM | 61044 | WT1 | 166 | Onshore Wind Turbine | WND | WT | (U) Under construction, less than or equal to 50 percent complete | 166
2020 | 12 | 15399 | Avangrid Renewables LLC | IPP | Roaring Brook, LLC | NY | 61041 | WT1 | 78 | Onshore Wind Turbine | WND | WT | (T) Regulatory approvals received. Not under construction | 78
2020 | 12 | 61715 | Bell Solar | IPP | Bell Solar | SC | 62183 | 25 | 6.1 | Solar Photovoltaic | SUN | PV | (T) Regulatory approvals received. Not under construction | 6.1
2020 | 12 | 60560 | Big Blue River Wind Farm LLC | IPP | Big Blue River Wind Farm | IN | 60907 | WT1 | 200 | Onshore Wind Turbine | WND | WT | (P) Planned for installation, but regulatory approvals not initiated | 200
2020 | 12 | 61717 | Birch Solar | IPP | Birch Solar | SC | 62185 | 27 | 2 | Solar Photovoltaic | SUN | PV | (T) Regulatory approvals received. Not under construction | 2
2020 | 12 | 61257 | Blazing Star 2 LLC | IPP | Blazing Star 2 Wind Farm | MN | 61650 | BLZS2 | 200 | Onshore Wind Turbine | WND | WT | (L) Regulatory approvals pending. Not under construction | 200
2020 | 12 | 59844 | Blythe Solar III, LLC | IPP | Blythe Solar III, LLC | CA | 60094 | BLCK4 | 31.2 | Solar Photovoltaic | SUN | PV | (T) Regulatory approvals received. Not under construction | 31.2
2020 | 12 | 59845 | Blythe Solar IV, LLC | IPP | Blythe Solar IV, LLC | CA | 60095 | BLCK4 | 31.2 | Solar Photovoltaic | SUN | PV | (T) Regulatory approvals received. Not under construction | 31.2
2020 | 12 | 62718 | Broad River Solar, LLC | IPP | Broad River Solar, LLC | NC | 62822 | GEN1 | 50 | Solar Photovoltaic | SUN | PV | (P) Planned for installation, but regulatory approvals not initiated | 50
2020 | 12 | 60714 | Burke Wind LLC | IPP | Burke Wind, LLC | ND | 61100 | GE23 | 199.4 | Onshore Wind Turbine | WND | WT | (L) Regulatory approvals pending. Not under construction | 199.4
2020 | 12 | 58416 | California State University, Northridge | Commercial | CSU Northridge Plant | CA | 58422 | G6PV | 0.7 | Solar Photovoltaic | SUN | PV | (P) Planned for installation, but regulatory approvals not initiated | 0.8
2020 | 12 | 59365 | Capital Power Corporation | IPP | Nolin Hills Wind, LLC | OR | 60070 | GEN | 350 | Onshore Wind Turbine | WND | WT | (P) Planned for installation, but regulatory approvals not initiated | 350
2020 | 12 | 59365 | Capital Power Corporation | IPP | Tisch Mills Wind | WI | 60674 | TISCH | 150 | Onshore Wind Turbine | WND | WT | (P) Planned for installation, but regulatory approvals not initiated | 150
2020 | 12 | 62872 | Carolina Lily Solar, LLC | IPP | Carolina Lily Solar | NC | 63016 | 1096 | 5 | Solar Photovoltaic | SUN | PV | (L) Regulatory approvals pending. Not under construction | 5
2020 | 12 | 58508 | Carolina Solar Energy LLC | IPP | Cabaniss Solar | NC | 60430 | PV1 | 4.2 | Solar Photovoltaic | SUN | PV | (T) Regulatory approvals received. Not under construction | 4.2
2020 | 12 | 58508 | Carolina Solar Energy LLC | IPP | Sellers Farm Solar | NC | 60439 | PV1 | 5 | Solar Photovoltaic | SUN | PV | (T) Regulatory approvals received. Not under construction | 5
2020 | 12 | 61718 | Chapman Solar | IPP | Chapman Solar | SC | 62186 | 28 | 2 | Solar Photovoltaic | SUN | PV | (T) Regulatory approvals received. Not under construction | 2
2020 | 12 | 61719 | Clark Solar | IPP | Clark Solar | SC | 62187 | 29 | 2 | Solar Photovoltaic | SUN | PV | (T) Regulatory approvals received. Not under construction | 2
2020 | 12 | 59432 | Clear Creek Power | IPP | Highland Park Project | CO | 59659 | HPWT | 181 | Onshore Wind Turbine | WND | WT | (P) Planned for installation, but regulatory approvals not initiated | 181
2020 | 12 | 61720 | Colleton Solar | IPP | Colleton Solar | SC | 62188 | 30 | 75 | Solar Photovoltaic | SUN | PV | (T) Regulatory approvals received. Not under construction | 75
2020 | 12 | 61721 | Collins Farm Solar | IPP | Collins Farm Solar | SC | 62189 | 31 | 5.4 | Solar Photovoltaic | SUN | PV | (T) Regulatory approvals received. Not under construction | 5.4
2020 | 12 | 62705 | Concho Bluff LLC | IPP | Greasewood | TX | 62804 | GREA1 | 255 | Solar Photovoltaic | SUN | PV | (L) Regulatory approvals pending. Not under construction | 255
2020 | 12 | 62679 | Constellation Solar Rhode Island LLC | IPP | Dry Bridge Solar (Brown University) | RI | 62771 | DBS1 | 10 | Solar Photovoltaic | SUN | PV | (P) Planned for installation, but regulatory approvals not initiated | 10
2020 | 12 | 62679 | Constellation Solar Rhode Island LLC | IPP | Dry Bridge Solar (Brown University) | RI | 62771 | DBS2 | 10 | Solar Photovoltaic | SUN | PV | (P) Planned for installation, but regulatory approvals not initiated | 10
2020 | 12 | 62679 | Constellation Solar Rhode Island LLC | IPP | Dry Bridge Solar (Brown University) | RI | 62771 | DBS3 | 10 | Solar Photovoltaic | SUN | PV | (P) Planned for installation, but regulatory approvals not initiated | 10
2020 | 12 | 62679 | Constellation Solar Rhode Island LLC | IPP | Dry Bridge Solar (Brown University) | RI | 62771 | DBS4 | 10 | Solar Photovoltaic | SUN | PV | (P) Planned for installation, but regulatory approvals not initiated | 10
2020 | 12 | 61978 | Convergent Energy and Power LP | IPP | Henrietta D Energy Storage LLC | CA | 60641 | HDES1 | 10 | Batteries | MWH | BA | (L) Regulatory approvals pending. Not under construction | 10
2020 | 12 | 58695 | Coronal Development Services | IPP | Biggs Ford Solar Center | MD | 61321 | BFSC | 15 | Solar Photovoltaic | SUN | PV | (P) Planned for installation, but regulatory approvals not initiated | 15
2020 | 12 | 62802 | Cove Mountain Solar LLC | IPP | Cove Mountain Solar | UT | 62469 | GEN01 | 58 | Solar Photovoltaic | SUN | PV | (L) Regulatory approvals pending. Not under construction | 58
2020 | 12 | 61722 | Crossroads Solar | IPP | Crossroads Solar | SC | 62190 | 32 | 67.7 | Solar Photovoltaic | SUN | PV | (T) Regulatory approvals received. Not under construction | 67.7
2020 | 12 | 61729 | Culpepper Solar | IPP | Culpepper Solar | SC | 62221 | 33 | 69.5 | Solar Photovoltaic | SUN | PV | (T) Regulatory approvals received. Not under construction | 69.5
2020 | 12 | 61730 | Dadswell Solar | IPP | Dadswell Solar | SC | 62222 | 34 | 1 | Solar Photovoltaic | SUN | PV | (T) Regulatory approvals received. Not under construction | 1
2020 | 12 | 61302 | Depot Solar Center, LLC | IPP | Depot Solar Center, LLC | VA | 61691 | DEPOT | 15 | Solar Photovoltaic | SUN | PV | (P) Planned for installation, but regulatory approvals not initiated | 15
2020 | 12 | 61709 | Desert Harvest, LLC | IPP | Desert Harvest, LLC | CA | 62177 | DH001 | 150 | Solar Photovoltaic | SUN | PV | (T) Regulatory approvals received. Not under construction | 150
2020 | 12 | 62898 | Dflex Power, LLC | IPP | John Paul Jones | TX | 63095 | JPJDX | 18.7 | Natural Gas Internal Combustion Engine | NG | IC | (P) Planned for installation, but regulatory approvals not initiated | 18.7
2020 | 12 | 5248 | Dominion Energy Inc | Electric Utility | Sadler Solar | VA | 62814 | SADL | 100 | Solar Photovoltaic | SUN | PV | (T) Regulatory approvals received. Not under construction | 100
2020 | 12 | 5416 | Duke Energy Carolinas, LLC | Electric Utility | Gaston Solar Power Plant | NC | 62669 | PV1 | 25 | Solar Photovoltaic | SUN | PV | (T) Regulatory approvals received. Not under construction | 25
2020 | 12 | 5416 | Duke Energy Carolinas, LLC | Electric Utility | Maiden Creek Solar Power Plant | NC | 62668 | PV1 | 69.3 | Solar Photovoltaic | SUN | PV | (T) Regulatory approvals received. Not under construction | 69.3
2020 | 12 | 61785 | EDP Renewables North America LLC | IPP | Crossing Trails Wind Farm | CO | 62489 | GEN1 | 104 | Onshore Wind Turbine | WND | WT | (T) Regulatory approvals received. Not under construction | 104
2020 | 12 | 61785 | EDP Renewables North America LLC | IPP | Headwaters Wind Farm II LLC | IN | 62592 | HWII | 200 | Onshore Wind Turbine | WND | WT | (L) Regulatory approvals pending. Not under construction | 200
2020 | 12 | 56987 | East Blackland Solar Project 1 LLC | IPP | Pflugerville Solar Farm | TX | 57659 | PSF | 144 | Solar Photovoltaic | SUN | PV | (P) Planned for installation, but regulatory approvals not initiated | 144
2020 | 12 | 62667 | East Line Solar, LLC | IPP | East Line Solar | AZ | 62899 | EASTL | 100 | Solar Photovoltaic | SUN | PV | (P) Planned for installation, but regulatory approvals not initiated | 100
2020 | 12 | 58970 | Ecoplexus, Inc | IPP | Boykin PV1 | NC | 59996 | BOYK1 | 17 | Solar Photovoltaic | SUN | PV | (L) Regulatory approvals pending. Not under construction | 17
2020 | 12 | 58970 | Ecoplexus, Inc | IPP | E Nash PV1 | NC | 60002 | NASH1 | 20 | Solar Photovoltaic | SUN | PV | (L) Regulatory approvals pending. Not under construction | 20
2020 | 12 | 58970 | Ecoplexus, Inc | IPP | High Shoals PV1 | NC | 59997 | HISHO | 16 | Solar Photovoltaic | SUN | PV | (L) Regulatory approvals pending. Not under construction | 16
2020 | 12 | 5860 | Empire District Electric Co | Electric Utility | Kings Point Wind Energy Center | MO | 62475 | KPW1 | 149.4 | Onshore Wind Turbine | WND | WT | (P) Planned for installation, but regulatory approvals not initiated | 149.4
2020 | 12 | 5860 | Empire District Electric Co | Electric Utility | Neosho Ridge Wind Energy Center | KS | 62481 | NRW1 | 301 | Onshore Wind Turbine | WND | WT | (P) Planned for installation, but regulatory approvals not initiated | 301
2020 | 12 | 5860 | Empire District Electric Co | Electric Utility | North Fork Ridge Wind Energy Center | MO | 62478 | NFRW1 | 149.4 | Onshore Wind Turbine | WND | WT | (L) Regulatory approvals pending. Not under construction | 149.4
2020 | 12 | 59497 | Eversource | IPP | Martha's Vineyard Community Battery | MA | 62605 | MVESS | 4.9 | Batteries | MWH | BA | (L) Regulatory approvals pending. Not under construction | 4.9
2020 | 12 | 59497 | Eversource | IPP | Outer Cape Community Battery | MA | 62604 | OCESS | 25 | Batteries | MWH | BA | (L) Regulatory approvals pending. Not under construction | 25
2020 | 12 | 61732 | Fairfield Solar | IPP | Fairfield Solar | SC | 62212 | 36 | 10 | Solar Photovoltaic | SUN | PV | (T) Regulatory approvals received. Not under construction | 10
2020 | 12 | 56615 | First Solar Project Development | IPP | American Kings Solar, LLC | CA | 60777 | GEN01 | 123 | Solar Photovoltaic | SUN | PV | (L) Regulatory approvals pending. Not under construction | 123
2020 | 12 | 56615 | First Solar Project Development | IPP | Little Bear 3 | CA | 62463 | GEN01 | 20 | Solar Photovoltaic | SUN | PV | (L) Regulatory approvals pending. Not under construction | 20
2020 | 12 | 56615 | First Solar Project Development | IPP | Little Bear 4 | CA | 62464 | GEN01 | 50 | Solar Photovoltaic | SUN | PV | (L) Regulatory approvals pending. Not under construction | 50
2020 | 12 | 56615 | First Solar Project Development | IPP | Little Bear 5 | CA | 62465 | GEN01 | 50 | Solar Photovoltaic | SUN | PV | (L) Regulatory approvals pending. Not under construction | 50
2020 | 12 | 56615 | First Solar Project Development | IPP | Little Bear Solar 1, LLC | CA | 59870 | GEN01 | 40 | Solar Photovoltaic | SUN | PV | (L) Regulatory approvals pending. Not under construction | 40
2020 | 12 | 56615 | First Solar Project Development | IPP | Windhub Solar B, LLC | CA | 59969 | GEN01 | 20 | Solar Photovoltaic | SUN | PV | (L) Regulatory approvals pending. Not under construction | 20
2020 | 12 | 61733 | Fishwater Solar | IPP | Fishwater Solar | SC | 62213 | 37 | 2 | Solar Photovoltaic | SUN | PV | (T) Regulatory approvals received. Not under construction | 2
2020 | 12 | 58692 | Florey Knob LLC | IPP | Florey Knobb | PA | 58821 | GEN1 | 4.2 | Natural Gas Internal Combustion Engine | NG | IC | (T) Regulatory approvals received. Not under construction | 4.4
2020 | 12 | 58692 | Florey Knob LLC | IPP | Florey Knobb | PA | 58821 | GEN2 | 4.2 | Natural Gas Internal Combustion Engine | NG | IC | (T) Regulatory approvals received. Not under construction | 4.4
2020 | 12 | 58692 | Florey Knob LLC | IPP | Florey Knobb | PA | 58821 | GEN3 | 4.2 | Natural Gas Internal Combustion Engine | NG | IC | (T) Regulatory approvals received. Not under construction | 4.4
2020 | 12 | 58692 | Florey Knob LLC | IPP | Florey Knobb | PA | 58821 | GEN4 | 4.2 | Natural Gas Internal Combustion Engine | NG | IC | (T) Regulatory approvals received. Not under construction | 4.4
2020 | 12 | 58692 | Florey Knob LLC | IPP | Florey Knobb | PA | 58821 | GEN5 | 4.2 | Natural Gas Internal Combustion Engine | NG | IC | (T) Regulatory approvals received. Not under construction | 4.4
2020 | 12 | 6452 | Florida Power & Light Co | Electric Utility | Egret Solar Center | FL | 62925 | 1 | 74.5 | Solar Photovoltaic | SUN | PV | (L) Regulatory approvals pending. Not under construction | 74.5
2020 | 12 | 6452 | Florida Power & Light Co | Electric Utility | Lakeside Solar Center | FL | 62922 | 1 | 74.5 | Solar Photovoltaic | SUN | PV | (L) Regulatory approvals pending. Not under construction | 74.5
2020 | 12 | 6452 | Florida Power & Light Co | Electric Utility | Magnolia Springs Solar Center | FL | 62915 | 1 | 74.5 | Solar Photovoltaic | SUN | PV | (L) Regulatory approvals pending. Not under construction | 74.5
2020 | 12 | 6452 | Florida Power & Light Co | Electric Utility | Nassau Solar Center | FL | 62914 | 1 | 74.5 | Solar Photovoltaic | SUN | PV | (L) Regulatory approvals pending. Not under construction | 74.5
2020 | 12 | 6452 | Florida Power & Light Co | Electric Utility | Trailside Solar Center | FL | 62916 | 1 | 74.5 | Solar Photovoltaic | SUN | PV | (L) Regulatory approvals pending. Not under construction | 74.5
2020 | 12 | 6452 | Florida Power & Light Co | Electric Utility | Union Springs Solar Center | FL | 62923 | 1 | 74.5 | Solar Photovoltaic | SUN | PV | (L) Regulatory approvals pending. Not under construction | 74.5
2020 | 12 | 61735 | Foreman Solar | IPP | Foreman Solar | SC | 62215 | 39 | 6.4 | Solar Photovoltaic | SUN | PV | (T) Regulatory approvals received. Not under construction | 6.4
2020 | 12 | 60888 | GCL New Energy, Inc. | IPP | Pioneer Solar (CO), LLC | CO | 61991 | PI-QF | 80 | Solar Photovoltaic | SUN | PV | (T) Regulatory approvals received. Not under construction | 80
2020 | 12 | 61737 | GEB Solar | IPP | GEB Solar | SC | 62217 | 40 | 60 | Solar Photovoltaic | SUN | PV | (T) Regulatory approvals received. Not under construction | 60
2020 | 12 | 61738 | Gedosch Solar II | IPP | Gedosch Solar II | SC | 62218 | 42 | 2 | Solar Photovoltaic | SUN | PV | (T) Regulatory approvals received. Not under construction | 2
2020 | 12 | 61166 | Green Power Energy LLC | IPP | Cody Road Wind Farm | NY | 61592 | WT1 | 2.4 | Onshore Wind Turbine | WND | WT | (U) Under construction, less than or equal to 50 percent complete | 2.4
2020 | 12 | 61166 | Green Power Energy LLC | IPP | Cody Road Wind Farm | NY | 61592 | WT2 | 2.4 | Onshore Wind Turbine | WND | WT | (U) Under construction, less than or equal to 50 percent complete | 2.4
2020 | 12 | 61166 | Green Power Energy LLC | IPP | Cody Road Wind Farm | NY | 61592 | WT3 | 2.4 | Onshore Wind Turbine | WND | WT | (U) Under construction, less than or equal to 50 percent complete | 2.4
2020 | 12 | 61166 | Green Power Energy LLC | IPP | Cody Road Wind Farm | NY | 61592 | WT4 | 2.4 | Onshore Wind Turbine | WND | WT | (U) Under construction, less than or equal to 50 percent complete | 2.4
2020 | 12 | 61166 | Green Power Energy LLC | IPP | Cody Road Wind Farm | NY | 61592 | WT5 | 2.4 | Onshore Wind Turbine | WND | WT | (U) Under construction, less than or equal to 50 percent complete | 2.4
2020 | 12 | 60195 | Groton Station Fuel Cell, LLC | IPP | Naval Sub Base New London Fuel Cell | CT | 61743 | MMH2 | 3.7 | Other Natural Gas | NG | FC | (U) Under construction, less than or equal to 50 percent complete | 3.7
2020 | 12 | 60040 | Hale Wind Energy | IPP | Hale Community Wind Farm | TX | 59247 | HALE2 | 240 | Onshore Wind Turbine | WND | WT | (P) Planned for installation, but regulatory approvals not initiated | 240
2020 | 12 | 61638 | Harrison Power LLC | Industrial | Cadiz Power Plant | OH | 62153 | GEN 1 | 550 | Natural Gas Fired Combined Cycle | NG | CS | (P) Planned for installation, but regulatory approvals not initiated | 660
2020 | 12 | 61638 | Harrison Power LLC | Industrial | Cadiz Power Plant | OH | 62153 | GEN 2 | 550 | Natural Gas Fired Combined Cycle | NG | CS | (P) Planned for installation, but regulatory approvals not initiated | 660
2020 | 12 | 61746 | Holliday Solar I | IPP | Holliday Solar I | SC | 62229 | 43 | 75 | Solar Photovoltaic | SUN | PV | (T) Regulatory approvals received. Not under construction | 75
2020 | 12 | 62134 | Hunter Solar LLC | IPP | Hunter Solar LLC | UT | 62656 | HUSOL | 100 | Solar Photovoltaic | SUN | PV | (U) Under construction, less than or equal to 50 percent complete | 100
2020 | 12 | 61747 | Indigo Solar | IPP | Indigo Solar | SC | 62230 | 44 | 2 | Solar Photovoltaic | SUN | PV | (T) Regulatory approvals received. Not under construction | 2
2020 | 12 | 61853 | Innogy Renewables US LLC | IPP | Baron Winds Farm | NY | 60596 | 1 | 272 | Onshore Wind Turbine | WND | WT | (L) Regulatory approvals pending. Not under construction | 272
2020 | 12 | 61853 | Innogy Renewables US LLC | IPP | Cassadaga Wind Farm | NY | 58777 | 1 | 126 | Onshore Wind Turbine | WND | WT | (L) Regulatory approvals pending. Not under construction | 126
2020 | 12 | 61853 | Innogy Renewables US LLC | IPP | Coyote Crest Wind Farm | WA | 58778 | 1 | 127.5 | Onshore Wind Turbine | WND | WT | (L) Regulatory approvals pending. Not under construction | 127.5
2020 | 12 | 61853 | Innogy Renewables US LLC | IPP | Horse Thief Wind Project, LLC | MT | 59758 | 1 | 80 | Onshore Wind Turbine | WND | WT | (L) Regulatory approvals pending. Not under construction | 80
2020 | 12 | 61853 | Innogy Renewables US LLC | IPP | Mason Dixon Wind Farm | PA | 60212 | 1 | 79.9 | Onshore Wind Turbine | WND | WT | (L) Regulatory approvals pending. Not under construction | 79.9
2020 | 12 | 61853 | Innogy Renewables US LLC | IPP | Mud Springs Wind Project, LLC | MT | 59756 | 1 | 80 | Onshore Wind Turbine | WND | WT | (L) Regulatory approvals pending. Not under construction | 80
2020 | 12 | 61853 | Innogy Renewables US LLC | IPP | Pryor Caves Wind Project, LLC | MT | 59757 | 1 | 80 | Onshore Wind Turbine | WND | WT | (L) Regulatory approvals pending. Not under construction | 80
2020 | 12 | 49893 | Invenergy Services LLC | IPP | Badger Hollow Solar Farm LLC | WI | 62955 | GEN1 | 300 | Solar Photovoltaic | SUN | PV | (U) Under construction, less than or equal to 50 percent complete | 300
2020 | 12 | 49893 | Invenergy Services LLC | IPP | Deuel Harvest Wind Energy LLC | SD | 62943 | GEN1 | 300 | Onshore Wind Turbine | WND | WT | (U) Under construction, less than or equal to 50 percent complete | 300
2020 | 12 | 49893 | Invenergy Services LLC | IPP | Hardin Solar Energy LLC | OH | 63029 | GEN1 | 150 | Solar Photovoltaic | SUN | PV | (P) Planned for installation, but regulatory approvals not initiated | 150
2020 | 12 | 61749 | Jackson Solar | IPP | Jackson Solar | SC | 62232 | 46 | 14 | Solar Photovoltaic | SUN | PV | (T) Regulatory approvals received. Not under construction | 14
2020 | 12 | 61750 | Jefferson Solar | IPP | Jefferson Solar | SC | 62233 | 47 | 8.2 | Solar Photovoltaic | SUN | PV | (T) Regulatory approvals received. Not under construction | 8.2
2020 | 12 | 58378 | Jordan Hydroelectric LTD PTP | IPP | Flannagan Hydroelectric Project | VA | 58827 | LEFT | 0.4 | Conventional Hydroelectric | WAT | HY | (L) Regulatory approvals pending. Not under construction | 0.4
2020 | 12 | 58378 | Jordan Hydroelectric LTD PTP | IPP | Flannagan Hydroelectric Project | VA | 58827 | LEFT1 | 0.4 | Conventional Hydroelectric | WAT | HY | (L) Regulatory approvals pending. Not under construction | 0.4
2020 | 12 | 58378 | Jordan Hydroelectric LTD PTP | IPP | Flannagan Hydroelectric Project | VA | 58827 | LEFT2 | 0.4 | Conventional Hydroelectric | WAT | HY | (L) Regulatory approvals pending. Not under construction | 0.4
2020 | 12 | 58378 | Jordan Hydroelectric LTD PTP | IPP | Flannagan Hydroelectric Project | VA | 58827 | RGHT | 0.4 | Conventional Hydroelectric | WAT | HY | (L) Regulatory approvals pending. Not under construction | 0.4
2020 | 12 | 61751 | Juniper Solar | IPP | Juniper Solar | SC | 62234 | 48 | 65.5 | Solar Photovoltaic | SUN | PV | (T) Regulatory approvals received. Not under construction | 65.5
2020 | 12 | 62883 | Kruger Energy Hertford, LLC | IPP | Kruger Energy Hertford, LLC | NC | 63024 | KEH | 10 | Solar Photovoltaic | SUN | PV | (T) Regulatory approvals received. Not under construction | 10
2020 | 12 | 61421 | LeGore Bridge Solar Center, LLC | IPP | LeGore Bridge Solar Center | MD | 61796 | LGBSC | 20 | Solar Photovoltaic | SUN | PV | (P) Planned for installation, but regulatory approvals not initiated | 20
2020 | 12 | 62664 | Lock 14 Hydro Partners, LLC | IPP | Heidelberg Hydroelectric Project | KY | 62749 | 1 | 0.5 | Conventional Hydroelectric | WAT | HY | (T) Regulatory approvals received. Not under construction | 0.5
2020 | 12 | 62664 | Lock 14 Hydro Partners, LLC | IPP | Heidelberg Hydroelectric Project | KY | 62749 | 2 | 0.5 | Conventional Hydroelectric | WAT | HY | (T) Regulatory approvals received. Not under construction | 0.5
2020 | 12 | 62664 | Lock 14 Hydro Partners, LLC | IPP | Heidelberg Hydroelectric Project | KY | 62749 | 3 | 0.5 | Conventional Hydroelectric | WAT | HY | (T) Regulatory approvals received. Not under construction | 0.5
2020 | 12 | 62664 | Lock 14 Hydro Partners, LLC | IPP | Heidelberg Hydroelectric Project | KY | 62749 | 4 | 0.5 | Conventional Hydroelectric | WAT | HY | (T) Regulatory approvals received. Not under construction | 0.5
2020 | 12 | 62664 | Lock 14 Hydro Partners, LLC | IPP | Heidelberg Hydroelectric Project | KY | 62749 | 5 | 0.5 | Conventional Hydroelectric | WAT | HY | (T) Regulatory approvals received. Not under construction | 0.5
2020 | 12 | 61752 | Lone Star Solar | IPP | Lone Star Solar | SC | 62235 | 49 | 66 | Solar Photovoltaic | SUN | PV | (T) Regulatory approvals received. Not under construction | 66
2020 | 12 | 61753 | Luz Solar | IPP | Luz Solar | SC | 62236 | 50 | 2 | Solar Photovoltaic | SUN | PV | (T) Regulatory approvals received. Not under construction | 2
2020 | 12 | 58849 | Mariah del Este LLC | IPP | Mariah East | TX | 59006 | MARN | 152.5 | Onshore Wind Turbine | WND | WT | (T) Regulatory approvals received. Not under construction | 152.5
2020 | 12 | 58783 | Marseilles Land and Water Company | IPP | Marseilles Lock and Dam Hydro | IL | 58903 | UNIT1 | 2.6 | Conventional Hydroelectric | WAT | HY | (U) Under construction, less than or equal to 50 percent complete | 2.6
2020 | 12 | 58783 | Marseilles Land and Water Company | IPP | Marseilles Lock and Dam Hydro | IL | 58903 | UNIT2 | 2.6 | Conventional Hydroelectric | WAT | HY | (U) Under construction, less than or equal to 50 percent complete | 2.6
2020 | 12 | 58783 | Marseilles Land and Water Company | IPP | Marseilles Lock and Dam Hydro | IL | 58903 | UNIT3 | 2.6 | Conventional Hydroelectric | WAT | HY | (U) Under construction, less than or equal to 50 percent complete | 2.6
2020 | 12 | 58783 | Marseilles Land and Water Company | IPP | Marseilles Lock and Dam Hydro | IL | 58903 | UNIT4 | 2.6 | Conventional Hydroelectric | WAT | HY | (U) Under construction, less than or equal to 50 percent complete | 2.6
2020 | 12 | 61755 | Marshall Solar | IPP | Marshall Solar | SC | 62238 | 52 | 2 | Solar Photovoltaic | SUN | PV | (T) Regulatory approvals received. Not under construction | 2
2020 | 12 | 61796 | Martin Central Solar | IPP | Martin Central Solar | SC | 62285 | 53 | 2 | Solar Photovoltaic | SUN | PV | (T) Regulatory approvals received. Not under construction | 2
2020 | 12 | 61787 | Martin East Solar | IPP | Martin East Solar | SC | 62276 | 54 | 2 | Solar Photovoltaic | SUN | PV | (T) Regulatory approvals received. Not under construction | 2
2020 | 12 | 61788 | Martin West Solar | IPP | Martin West Solar | SC | 62277 | 55 | 2 | Solar Photovoltaic | SUN | PV | (T) Regulatory approvals received. Not under construction | 2
2020 | 12 | 62721 | Maryneal Windpower, LLC | IPP | Maryneal Windpower | TX | 62836 | MNW | 182.4 | Onshore Wind Turbine | WND | WT | (T) Regulatory approvals received. Not under construction | 182.4
2020 | 12 | 61422 | Mason Dixon Solar Center, LLC | IPP | Mason Dixon Solar Center | MD | 61797 | PV | 20 | Solar Photovoltaic | SUN | PV | (P) Planned for installation, but regulatory approvals not initiated | 20
2020 | 12 | 62740 | Maverick Creek Wind, LLC | IPP | Maverick Creek Wind | TX | 62853 | MVRCK | 524.4 | Onshore Wind Turbine | WND | WT | (L) Regulatory approvals pending. Not under construction | 524.4
2020 | 12 | 61710 | Maverick Solar, LLC | IPP | Maverick Solar, LLC | CA | 62178 | MAV01 | 225 | Solar Photovoltaic | SUN | PV | (T) Regulatory approvals received. Not under construction | 225
2020 | 12 | 61789 | McClain Solar | IPP | McClain Solar | SC | 62278 | 56 | 17.3 | Solar Photovoltaic | SUN | PV | (T) Regulatory approvals received. Not under construction | 17.3
2020 | 12 | 62675 | Meherrin Solar LLC | IPP | Meherrin Solar | VA | 62758 | MEHER | 59.6 | Solar Photovoltaic | SUN | PV | (L) Regulatory approvals pending. Not under construction | 59.6
2020 | 12 | 61791 | Melsam Solar | IPP | Melsam Solar | SC | 62280 | 58 | 60.5 | Solar Photovoltaic | SUN | PV | (T) Regulatory approvals received. Not under construction | 60.5
2020 | 12 | 12341 | MidAmerican Energy Co | Electric Utility | Arbor Hill II | IA | 62796 | 1 | 60 | Onshore Wind Turbine | WND | WT | (T) Regulatory approvals received. Not under construction | 60
2020 | 12 | 61792 | Middleton Solar | IPP | Middleton Solar | SC | 62281 | 59 | 2 | Solar Photovoltaic | SUN | PV | (T) Regulatory approvals received. Not under construction | 2
2020 | 12 | 61459 | Minco Wind V, LLC | IPP | Minco Wind V, LLC | OK | 61837 | MV | 220 | Onshore Wind Turbine | WND | WT | (P) Planned for installation, but regulatory approvals not initiated | 220
2020 | 12 | 62916 | Mohave County Wind Farm | IPP | Mohave County Wind Farm | AZ | 63114 | MCWF | 350 | Onshore Wind Turbine | WND | WT | (T) Regulatory approvals received. Not under construction | 350
2020 | 12 | 14328 | Pacific Gas & Electric Co. | Electric Utility | Elkhorn Battery Energy Storage System | CA | 62564 | ELKHO | 182.5 | Batteries | MWH | BA | (L) Regulatory approvals pending. Not under construction | 182.5
2020 | 12 | 59137 | Palmer Renewable Energy | IPP | Palmer Renewable Energy | MA | 59336 | PRE | 42 | Wood/Wood Waste Biomass | WDS | ST | (T) Regulatory approvals received. Not under construction | 42
2020 | 12 | 56545 | Pattern Operators LP | IPP | Summit Ridge I Wind Farm | OR | 58894 | SRWF | 192 | Onshore Wind Turbine | WND | WT | (P) Planned for installation, but regulatory approvals not initiated | 192
2020 | 12 | 61826 | Pawcatuck Solar Center, LLC | IPP | Pawcatuck Solar Center, LLC | CT | 62318 | PAWCA | 15 | Solar Photovoltaic | SUN | PV | (P) Planned for installation, but regulatory approvals not initiated | 15
2020 | 12 | 61793 | Pee Dee Solar I | IPP | Pee Dee Solar I | SC | 62282 | 60 | 2 | Solar Photovoltaic | SUN | PV | (T) Regulatory approvals received. Not under construction | 2
2020 | 12 | 61794 | Pee Dee Solar II | IPP | Pee Dee Solar II | SC | 62283 | 61 | 2 | Solar Photovoltaic | SUN | PV | (T) Regulatory approvals received. Not under construction | 2
2020 | 12 | 59967 | Phoenix Energy | IPP | North Fork Community Power | CA | 60192 | NFCP1 | 2 | Other Waste Biomass | OBG | IC | (OT) Other | 2
2020 | 12 | 62689 | Piney Creek, LLC | IPP | Piney Creek Solar | VA | 62768 | PCSOL | 80 | Solar Photovoltaic | SUN | PV | (P) Planned for installation, but regulatory approvals not initiated | 80
2020 | 12 | 62873 | Plott Hound Solar, LLC | IPP | Plott Hound Solar | NC | 63015 | 1088 | 5 | Solar Photovoltaic | SUN | PV | (L) Regulatory approvals pending. Not under construction | 5
2020 | 12 | 62633 | Plum Creek Wind, LLC | IPP | Plum Creek Wind Project (NE) | NE | 62711 | PLUM | 230 | Onshore Wind Turbine | WND | WT | (P) Planned for installation, but regulatory approvals not initiated | 230
2020 | 12 | 15248 | Portland General Electric Co | Electric Utility | Faraday | OR | 3045 | 7 | 9 | Conventional Hydroelectric | WAT | HY | (U) Under construction, less than or equal to 50 percent complete | 9
2020 | 12 | 15248 | Portland General Electric Co | Electric Utility | Faraday | OR | 3045 | 8 | 9 | Conventional Hydroelectric | WAT | HY | (U) Under construction, less than or equal to 50 percent complete | 9
2020 | 12 | 61795 | Power Solar | IPP | Power Solar | SC | 62284 | 62 | 3 | Solar Photovoltaic | SUN | PV | (T) Regulatory approvals received. Not under construction | 3
2020 | 12 | 61946 | Prairie State Solar, LLC | IPP | Prairie State Solar Project | IL | 62420 | PSS01 | 99 | Solar Photovoltaic | SUN | PV | (P) Planned for installation, but regulatory approvals not initiated | 99
2020 | 12 | 61804 | Pruger Solar I | IPP | Pruger Solar I | SC | 62292 | 63 | 2 | Solar Photovoltaic | SUN | PV | (T) Regulatory approvals received. Not under construction | 2
2020 | 12 | 61805 | Pruger Solar II | IPP | Pruger Solar II | SC | 62293 | 64 | 2 | Solar Photovoltaic | SUN | PV | (T) Regulatory approvals received. Not under construction | 2
2020 | 12 | 61806 | Pruger Solar III | IPP | Pruger Solar III | SC | 62294 | 65 | 2 | Solar Photovoltaic | SUN | PV | (T) Regulatory approvals received. Not under construction | 2
2020 | 12 | 15466 | Public Service Co of Colorado | Electric Utility | Cheyenne Ridge Wind Farm | CO | 62952 | CRW01 | 488 | Onshore Wind Turbine | WND | WT | (L) Regulatory approvals pending. Not under construction | 498.4
2020 | 12 | 61807 | Quest Solar | IPP | Quest Solar | SC | 62299 | 66 | 40 | Solar Photovoltaic | SUN | PV | (T) Regulatory approvals received. Not under construction | 40
2020 | 12 | 61069 | RE Gaskell West LLC | IPP | RE Gaskell West 2 LLC | CA | 61446 | PV2 | 45 | Solar Photovoltaic | SUN | PV | (P) Planned for installation, but regulatory approvals not initiated | 45
2020 | 12 | 61069 | RE Gaskell West LLC | IPP | RE Gaskell West 3 LLC | CA | 61447 | PV3 | 20 | Solar Photovoltaic | SUN | PV | (P) Planned for installation, but regulatory approvals not initiated | 20
2020 | 12 | 61069 | RE Gaskell West LLC | IPP | RE Gaskell West 4 LLC | CA | 61448 | PV4 | 20 | Solar Photovoltaic | SUN | PV | (P) Planned for installation, but regulatory approvals not initiated | 20
2020 | 12 | 61069 | RE Gaskell West LLC | IPP | RE Gaskell West 5 LLC | CA | 61449 | PV5 | 20 | Solar Photovoltaic | SUN | PV | (P) Planned for installation, but regulatory approvals not initiated | 20
2020 | 12 | 60982 | RE Maplewood LLC | IPP | RE Maplewood | TX | 61346 | PV1 | 250 | Solar Photovoltaic | SUN | PV | (P) Planned for installation, but regulatory approvals not initiated | 250
2020 | 12 | 61589 | RE Mustang Two LLC | IPP | Mustang Two | CA | 62015 | M2BAR | 50 | Solar Photovoltaic | SUN | PV | (T) Regulatory approvals received. Not under construction | 50
2020 | 12 | 61589 | RE Mustang Two LLC | IPP | Mustang Two | CA | 62015 | M2WHI | 100 | Solar Photovoltaic | SUN | PV | (T) Regulatory approvals received. Not under construction | 100
2020 | 12 | 56215 | RWE Renewables Americas LLC | IPP | Boiling Springs Wind Farm | OK | 62871 | BGSPS | 148.4 | Onshore Wind Turbine | WND | WT | (T) Regulatory approvals received. Not under construction | 148.4
2020 | 12 | 56215 | RWE Renewables Americas LLC | IPP | Magic Valley Wind Farm III LLC | TX | 60362 | MVIII | 200 | Onshore Wind Turbine | WND | WT | (T) Regulatory approvals received. Not under construction | 200
2020 | 12 | 56215 | RWE Renewables Americas LLC | IPP | West Raymond Wind Farm LLC | TX | 62855 | WRAYM | 239.8 | Onshore Wind Turbine | WND | WT | (L) Regulatory approvals pending. Not under construction | 239.8
2020 | 12 | 62778 | Rattlesnake Flat, LLC | IPP | Rattlesnake | WA | 62936 | RAT | 144 | Onshore Wind Turbine | WND | WT | (L) Regulatory approvals pending. Not under construction | 144
2020 | 12 | 62871 | Ray Wilson Solar, LLC | IPP | Ray Wilson Solar | NC | 63017 | 1090 | 5 | Solar Photovoltaic | SUN | PV | (L) Regulatory approvals pending. Not under construction | 5
2020 | 12 | 61727 | Reloj del Sol Wind Farm LLC | IPP | Reloj del Sol Wind Farm | TX | 62207 | RELOJ | 209.4 | Onshore Wind Turbine | WND | WT | (P) Planned for installation, but regulatory approvals not initiated | 209.4
2020 | 12 | 61808 | Rollins Solar | IPP | Rollins Solar | SC | 62295 | 67 | 63 | Solar Photovoltaic | SUN | PV | (T) Regulatory approvals received. Not under construction | 63
2020 | 12 | 62761 | Rosewater Wind Farm LLC | IPP | Rosewater Wind Farm | IN | 62891 | ROSEW | 102 | Onshore Wind Turbine | WND | WT | (P) Planned for installation, but regulatory approvals not initiated | 102
2020 | 12 | 61809 | Ross Solar | IPP | Ross Solar | SC | 62296 | 68 | 75 | Solar Photovoltaic | SUN | PV | (T) Regulatory approvals received. Not under construction | 75
2020 | 12 | 62743 | RoxWind LLC | IPP | RoxWind | ME | 62857 | WIND1 | 15.3 | Onshore Wind Turbine | WND | WT | (U) Under construction, less than or equal to 50 percent complete | 15.3
2020 | 12 | 61810 | Rutledge Solar | IPP | Rutledge Solar | SC | 62297 | 69 | 2 | Solar Photovoltaic | SUN | PV | (T) Regulatory approvals received. Not under construction | 2
2020 | 12 | 61624 | SR Snipesville | IPP | Snipesville | GA | 62165 | SNIPE | 61 | Solar Photovoltaic | SUN | PV | (P) Planned for installation, but regulatory approvals not initiated | 61
2020 | 12 | 61828 | Scarlet Solar | IPP | Scarlet Solar | SC | 62307 | 71 | 2 | Solar Photovoltaic | SUN | PV | (T) Regulatory approvals received. Not under construction | 2
2020 | 12 | 61830 | Shining Sun Solar | IPP | Shining Sun Solar | SC | 62309 | 73 | 40 | Solar Photovoltaic | SUN | PV | (T) Regulatory approvals received. Not under construction | 40
2020 | 12 | 59770 | Shorthorn Holdings, LLC | IPP | Shorthorn Holdings | SC | 60028 | PV1 | 15.4 | Solar Photovoltaic | SUN | PV | (L) Regulatory approvals pending. Not under construction | 15.4
2020 | 12 | 61831 | Shorthorn Solar | IPP | Shorthorn Solar | SC | 62310 | 74 | 60.5 | Solar Photovoltaic | SUN | PV | (T) Regulatory approvals received. Not under construction | 60.5
2020 | 12 | 62146 | Sigurd Solar LLC | IPP | Sigurd Solar LLC | UT | 62666 | SGSOL | 80 | Solar Photovoltaic | SUN | PV | (T) Regulatory approvals received. Not under construction | 80
2020 | 12 | 61832 | Snoopy Solar | IPP | Snoopy Solar | SC | 62311 | 75 | 2 | Solar Photovoltaic | SUN | PV | (T) Regulatory approvals received. Not under construction | 2
2020 | 12 | 61833 | Southard Solar | IPP | Southard Solar | SC | 62312 | 76 | 6 | Solar Photovoltaic | SUN | PV | (T) Regulatory approvals received. Not under construction | 6
2020 | 12 | 62717 | Speedway Solar NC, LLC | IPP | Speedway Solar NC, LLC | NC | 62821 | GEN1 | 22.6 | Solar Photovoltaic | SUN | PV | (P) Planned for installation, but regulatory approvals not initiated | 22.6
2020 | 12 | 61834 | Stamey Solar | IPP | Stamey Solar | SC | 62313 | 77 | 1 | Solar Photovoltaic | SUN | PV | (T) Regulatory approvals received. Not under construction | 2
2020 | 12 | 62716 | Stony Knoll Solar, LLC | IPP | Stony Knoll Solar, LLC | NC | 62820 | GEN1 | 22.6 | Solar Photovoltaic | SUN | PV | (P) Planned for installation, but regulatory approvals not initiated | 22.6
2020 | 12 | 62699 | SunEast Dog Corners Solar LLC | IPP | SunEast Dog Corners Solar Project | NY | 62823 | Q584 | 20 | Solar Photovoltaic | SUN | PV | (P) Planned for installation, but regulatory approvals not initiated | 20
2020 | 12 | 62698 | SunEast Skyline Solar LLC | IPP | SunEast Skyline Solar Project | NY | 62816 | Q670 | 20 | Solar Photovoltaic | SUN | PV | (P) Planned for installation, but regulatory approvals not initiated | 20
2020 | 12 | 61954 | Techren Solar V LLC | IPP | Techren Solar V | NV | 62440 | TECH5 | 50 | Solar Photovoltaic | SUN | PV | (L) Regulatory approvals pending. Not under construction | 50
2020 | 12 | 61836 | Tedder Solar | IPP | Tedder Solar | SC | 62315 | 79 | 2 | Solar Photovoltaic | SUN | PV | (T) Regulatory approvals received. Not under construction | 2
2020 | 12 | 61837 | Ten Governors Solar | IPP | Ten Governors Solar | SC | 62316 | 80 | 28 | Solar Photovoltaic | SUN | PV | (T) Regulatory approvals received. Not under construction | 28
2020 | 12 | 2782 | Terra-Gen Operating Co-Geo | IPP | Dixie Valley Power Partnership | NV | 10681 | GEN1 | 25 | Geothermal | GEO | ST | (P) Planned for installation, but regulatory approvals not initiated | 28
2020 | 12 | 61862 | Thomas Solar | IPP | Thomas Solar | SC | 62352 | 81 | 2 | Solar Photovoltaic | SUN | PV | (T) Regulatory approvals received. Not under construction | 2
2020 | 12 | 62799 | Thunderhead Wind Energy LLC | IPP | Thunderhead Wind Energy LLC | NE | 62956 | GEN1 | 300 | Onshore Wind Turbine | WND | WT | (U) Under construction, less than or equal to 50 percent complete | 300
2020 | 12 | 61861 | Topaz Solar | IPP | Topaz Solar (SC) | SC | 62349 | 82 | 2 | Solar Photovoltaic | SUN | PV | (T) Regulatory approvals received. Not under construction | 2
2020 | 12 | 59056 | Tri Global Energy, LLC | IPP | Changing Winds | TX | 59243 | CHAN1 | 288 | Onshore Wind Turbine | WND | WT | (P) Planned for installation, but regulatory approvals not initiated | 288
2020 | 12 | 59056 | Tri Global Energy, LLC | IPP | Cone Renewable Energy Project, LLC | TX | 60272 | WT1 | 300 | Onshore Wind Turbine | WND | WT | (P) Planned for installation, but regulatory approvals not initiated | 300
2020 | 12 | 59056 | Tri Global Energy, LLC | IPP | Crosby County Wind Farm, LLC | TX | 60273 | WT1 | 120 | Onshore Wind Turbine | WND | WT | (P) Planned for installation, but regulatory approvals not initiated | 120
2020 | 12 | 56633 | Trishe Wind Minnesota | IPP | Trishe Wind Minnesota | MN | 57255 | 1 | 40 | Onshore Wind Turbine | WND | WT | (P) Planned for installation, but regulatory approvals not initiated | 40
2020 | 12 | 62939 | USS Buckaroo Solar LLC | IPP | USS Buckaroo Solar LLC CSG | MN | 63153 | BUCKR | 1 | Solar Photovoltaic | SUN | PV | (U) Under construction, less than or equal to 50 percent complete | 1
2020 | 12 | 61859 | Ulmer Solar | IPP | Ulmer Solar | SC | 62343 | 85 | 22 | Solar Photovoltaic | SUN | PV | (T) Regulatory approvals received. Not under construction | 22
2020 | 12 | 19876 | Virginia Electric & Power Co | IPP | Desper Solar | VA | 62730 | 1 | 88.2 | Solar Photovoltaic | SUN | PV | (T) Regulatory approvals received. Not under construction | 88.2
2020 | 12 | 61522 | Viridity Energy Solutions, Inc. | IPP | ORNI 34 LLC | CA | 62801 | ORN34 | 10 | Batteries | MWH | BA | (L) Regulatory approvals pending. Not under construction | 10
2020 | 12 | 61868 | WSW Solar | IPP | WSW Solar | SC | 62350 | 86 | 30 | Solar Photovoltaic | SUN | PV | (T) Regulatory approvals received. Not under construction | 30
2020 | 12 | 60694 | Washburn Wind Energy LLC | IPP | Washburn Wind Farm | IA | 61071 | WASH | 70 | Onshore Wind Turbine | WND | WT | (U) Under construction, less than or equal to 50 percent complete | 70
2020 | 12 | 61863 | Washington Solar (SC) | IPP | Washington Solar (SC) | SC | 62342 | 87 | 2 | Solar Photovoltaic | SUN | PV | (T) Regulatory approvals received. Not under construction | 2
2020 | 12 | 61864 | Washington Solar II (SC) | IPP | Washington Solar II (SC) | SC | 62344 | 88 | 2 | Solar Photovoltaic | SUN | PV | (T) Regulatory approvals received. Not under construction | 2
2020 | 12 | 61866 | Weaver Solar | IPP | Weaver Solar | SC | 62347 | 90 | 2 | Solar Photovoltaic | SUN | PV | (T) Regulatory approvals received. Not under construction | 2
2020 | 12 | 60847 | West Fork Wind, LLC | IPP | West Fork Wind | IN | 61214 | WT1 | 150 | Onshore Wind Turbine | WND | WT | (L) Regulatory approvals pending. Not under construction | 150
2020 | 12 | 62668 | Wheatridge Wind Energy, LLC | IPP | Wheatridge Hybrid | OR | 62745 | WIND | 300.2 | Onshore Wind Turbine | WND | WT | (L) Regulatory approvals pending. Not under construction | 300
2020 | 12 | 62079 | White Cloud Wind Project, LLC | IPP | White Cloud Wind Project, LLC | MO | 62624 | WTCWF | 236.5 | Onshore Wind Turbine | WND | WT | (T) Regulatory approvals received. Not under construction | 236.5
2020 | 12 | 62808 | Whitehorn Solar, LLC | IPP | Whitehorn Solar | VA | 62959 | WHIT1 | 50 | Solar Photovoltaic | SUN | PV | (T) Regulatory approvals received. Not under construction | 50
2020 | 12 | 20860 | Wisconsin Public Service Corp | Electric Utility | Two Creeks Solar | WI | 63105 | 1 | 150 | Solar Photovoltaic | SUN | PV | (U) Under construction, less than or equal to 50 percent complete | 150
2020 | 12 | 60932 | Wrighter Energy LLC | IPP | Wrighter Energy | PA | 61302 | GEN1 | 4.2 | Natural Gas Internal Combustion Engine | NG | IC | (P) Planned for installation, but regulatory approvals not initiated | 4.4
2020 | 12 | 60932 | Wrighter Energy LLC | IPP | Wrighter Energy | PA | 61302 | GEN2 | 4.2 | Natural Gas Internal Combustion Engine | NG | IC | (P) Planned for installation, but regulatory approvals not initiated | 4.4
2020 | 12 | 60932 | Wrighter Energy LLC | IPP | Wrighter Energy | PA | 61302 | GEN3 | 4.2 | Natural Gas Internal Combustion Engine | NG | IC | (P) Planned for installation, but regulatory approvals not initiated | 4.4
2020 | 12 | 60932 | Wrighter Energy LLC | IPP | Wrighter Energy | PA | 61302 | GEN4 | 4.2 | Natural Gas Internal Combustion Engine | NG | IC | (P) Planned for installation, but regulatory approvals not initiated | 4.4
2020 | 12 | 60932 | Wrighter Energy LLC | IPP | Wrighter Energy | PA | 61302 | GEN5 | 4.2 | Natural Gas Internal Combustion Engine | NG | IC | (P) Planned for installation, but regulatory approvals not initiated | 4.4
2020 | 12 | 61869 | Wysong Solar | IPP | Wysong Solar | SC | 62351 | 92 | 2.3 | Solar Photovoltaic | SUN | PV | (T) Regulatory approvals received. Not under construction | 2.3
2020 | 12 | 61871 | York Solar | IPP | York Solar | SC | 62354 | 94 | 2 | Solar Photovoltaic | SUN | PV | (T) Regulatory approvals received. Not under construction | 2
2021 | 1 | 62160 | AES ES Alamitos, LLC | IPP | AES ES ALAMITOS, LLC | CA | 61204 | ALMTS | 100 | Batteries | MWH | BA | (L) Regulatory approvals pending. Not under construction | 100
2021 | 1 | 60776 | Aksamit Resource Management | IPP | Milligan III Wind Farm | NE | 61159 | M3001 | 73.4 | Onshore Wind Turbine | WND | WT | (T) Regulatory approvals received. Not under construction | 73.4
2021 | 1 | 61033 | Boswell Wind Project I, LLC | IPP | Boswell Wind I | WY | 61393 | BOSW1 | 80 | Onshore Wind Turbine | WND | WT | (P) Planned for installation, but regulatory approvals not initiated | 80
2021 | 1 | 61034 | Boswell Wind Project II, LLC | IPP | Boswell Wind II | WY | 61394 | BOSW2 | 80 | Onshore Wind Turbine | WND | WT | (P) Planned for installation, but regulatory approvals not initiated | 80
2021 | 1 | 61035 | Boswell Wind Project III, LLC | IPP | Boswell Wind III | WY | 61395 | BOSW3 | 80 | Onshore Wind Turbine | WND | WT | (P) Planned for installation, but regulatory approvals not initiated | 80
2021 | 1 | 61036 | Boswell Wind Project IV, LLC | IPP | Boswell Wind IV | WY | 61396 | BOSW4 | 80 | Onshore Wind Turbine | WND | WT | (P) Planned for installation, but regulatory approvals not initiated | 80
2021 | 1 | 59315 | Bradley Farm LLC | IPP | Bradley Farm (Dudley) | NC | 62593 | PV1 | 5 | Solar Photovoltaic | SUN | PV | (P) Planned for installation, but regulatory approvals not initiated | 5
2021 | 1 | 61978 | Convergent Energy and Power LP | IPP | Orange County Energy Storage 2 | CA | 62497 | OCES2 | 9 | Batteries | MWH | BA | (L) Regulatory approvals pending. Not under construction | 9
2021 | 1 | 61978 | Convergent Energy and Power LP | IPP | Orange County Energy Storage 3 | CA | 62499 | OCES3 | 6 | Batteries | MWH | BA | (L) Regulatory approvals pending. Not under construction | 6
2021 | 1 | 58765 | FGE Texas I LLC | IPP | FGE Texas I | TX | 58931 | CA1 | 249.9 | Natural Gas Fired Combined Cycle | NG | CA | (T) Regulatory approvals received. Not under construction | 265.2
2021 | 1 | 58765 | FGE Texas I LLC | IPP | FGE Texas I | TX | 58931 | GT1 | 226.7 | Natural Gas Fired Combined Cycle | NG | CT | (T) Regulatory approvals received. Not under construction | 238.9
2021 | 1 | 58765 | FGE Texas I LLC | IPP | FGE Texas I | TX | 58931 | GT2 | 226.7 | Natural Gas Fired Combined Cycle | NG | CT | (T) Regulatory approvals received. Not under construction | 238.9
2021 | 1 | 60195 | Groton Station Fuel Cell, LLC | IPP | Naval Sub Base New London Fuel Cell | CT | 61743 | MMH3 | 3.7 | Other Natural Gas | NG | FC | (U) Under construction, less than or equal to 50 percent complete | 3.7
2021 | 1 | 62763 | Hecate Grid, LLC | IPP | Hecate Energy Johanna Facility | CA | 62889 | HEGJF | 15 | Batteries | MWH | BA | (L) Regulatory approvals pending. Not under construction | 15
2021 | 1 | 60897 | Salinas Valley Solid Waste Authority | IPP | Crazy Horse Solar Project | CA | 61285 | PV1 | 2 | Solar Photovoltaic | SUN | PV | (P) Planned for installation, but regulatory approvals not initiated | 2
2021 | 1 | 60131 | South Field Energy, LLC | IPP | South Field Energy | OH | 60356 | SFECC | 1060 | Natural Gas Fired Combined Cycle | NG | CC | (U) Under construction, less than or equal to 50 percent complete | 1105
2021 | 1 | 18454 | Tampa Electric Co | Electric Utility | Mountain View Solar (FL) | FL | 61664 | GEN1 | 52.5 | Solar Photovoltaic | SUN | PV | (P) Planned for installation, but regulatory approvals not initiated | 52.5
2021 | 1 | 19876 | Virginia Electric & Power Co | Electric Utility | Coastal Virginia Offshore Wind (CVOW) | VA | 59693 | OSW1 | 12 | Offshore Wind Turbine | WND | WS | (L) Regulatory approvals pending. Not under construction | 12
2021 | 2 | 3258 | Central Iowa Power Cooperative | Electric Utility | Summit Lake | IA | 1206 | R1 | 18.4 | Natural Gas Internal Combustion Engine | NG | IC | (P) Planned for installation, but regulatory approvals not initiated | 18.8
2021 | 2 | 3258 | Central Iowa Power Cooperative | Electric Utility | Summit Lake | IA | 1206 | R2 | 18.4 | Natural Gas Internal Combustion Engine | NG | IC | (P) Planned for installation, but regulatory approvals not initiated | 18.8
2021 | 2 | 3258 | Central Iowa Power Cooperative | Electric Utility | Summit Lake | IA | 1206 | R3 | 18.4 | Natural Gas Internal Combustion Engine | NG | IC | (P) Planned for installation, but regulatory approvals not initiated | 18.8
2021 | 2 | 59686 | Coronado Power Ventures LLC | IPP | Pinecrest Energy Center | TX | 59923 | CTG-1 | 229 | Natural Gas Fired Combined Cycle | NG | CT | (T) Regulatory approvals received. Not under construction | 232
2021 | 2 | 59686 | Coronado Power Ventures LLC | IPP | Pinecrest Energy Center | TX | 59923 | CTG-2 | 229 | Natural Gas Fired Combined Cycle | NG | CT | (T) Regulatory approvals received. Not under construction | 232
2021 | 2 | 59686 | Coronado Power Ventures LLC | IPP | Pinecrest Energy Center | TX | 59923 | STG | 289 | Natural Gas Fired Combined Cycle | NG | CA | (T) Regulatory approvals received. Not under construction | 289
2021 | 2 | 61060 | Cypress Creek Renewables | IPP | Pine Valley Solar Farm, LLC | NC | 60298 | PV1 | 5 | Solar Photovoltaic | SUN | PV | (L) Regulatory approvals pending. Not under construction | 5
2021 | 3 | 61684 | Diablo Energy Storage, LLC | IPP | Diablo Energy Storage | CA | 62175 | DIBLO | 250 | Batteries | MWH | BA | (P) Planned for installation, but regulatory approvals not initiated | 250
2021 | 3 | 56615 | First Solar Project Development | IPP | Desert Quartzite | CA | 59871 | GEN01 | 450 | Solar Photovoltaic | SUN | PV | (L) Regulatory approvals pending. Not under construction | 580
2021 | 3 | 61130 | Helix Ravenswood, LLC | IPP | Ravenswood | NY | 2500 | RWES1 | 129 | Batteries | MWH | BA | (L) Regulatory approvals pending. Not under construction | 129
2021 | 3 | 61130 | Helix Ravenswood, LLC | IPP | Ravenswood | NY | 2500 | RWES2 | 98 | Batteries | MWH | BA | (L) Regulatory approvals pending. Not under construction | 98
2021 | 3 | 61130 | Helix Ravenswood, LLC | IPP | Ravenswood | NY | 2500 | RWES3 | 89 | Batteries | MWH | BA | (L) Regulatory approvals pending. Not under construction | 89
2021 | 3 | 62912 | Iris Solar LLC | IPP | Iris Solar LLC | LA | 63128 | ISLLC | 50 | Solar Photovoltaic | SUN | PV | (L) Regulatory approvals pending. Not under construction | 50
2021 | 3 | 62646 | Painter Energy Storage, LLC | IPP | Painter Energy Storage | CA | 62729 | PAIN1 | 10 | Batteries | MWH | BA | (P) Planned for installation, but regulatory approvals not initiated | 10
2021 | 3 | 60229 | Quail Holdings, LLC | IPP | Quail Holdings | NC | 60434 | PV1 | 25 | Solar Photovoltaic | SUN | PV | (L) Regulatory approvals pending. Not under construction | 25
2021 | 3 | 16609 | San Diego Gas & Electric Co | Electric Utility | Fallbrook Energy Storage | CA | 61365 | FBES | 40 | Batteries | MWH | BA | (P) Planned for installation, but regulatory approvals not initiated | 40
2021 | 3 | 60387 | Skylar Resources, LP | IPP | Townsite Solar Project | NV | 60654 | GEN02 | 20 | Batteries | MWH | BA | (T) Regulatory approvals received. Not under construction | 20
2021 | 3 | 58846 | Southeast Renewable Fuels, LLC | Industrial | SRF Sorghum to Ethanol Advanced Biorefin | FL | 58997 | G1001 | 12 | Other Waste Biomass | OBS | ST | (U) Under construction, less than or equal to 50 percent complete | 15
2021 | 4 | 58695 | Coronal Development Services | IPP | Casper Solar Center | MD | 61320 | CSPSC | 36.7 | Solar Photovoltaic | SUN | PV | (P) Planned for installation, but regulatory approvals not initiated | 36.7
2021 | 4 | 56615 | First Solar Project Development | IPP | White Wing Solar | AZ | 60572 | GEN01 | 200 | Solar Photovoltaic | SUN | PV | (L) Regulatory approvals pending. Not under construction | 200
2021 | 4 | 6452 | Florida Power & Light Co | Electric Utility | Discovery Solar Center | FL | 63109 | 1 | 74.5 | Solar Photovoltaic | SUN | PV | (L) Regulatory approvals pending. Not under construction | 74.5
2021 | 4 | 6452 | Florida Power & Light Co | Electric Utility | Orange Blossom Solar Center | FL | 62919 | 1 | 74.5 | Solar Photovoltaic | SUN | PV | (L) Regulatory approvals pending. Not under construction | 74.5
2021 | 4 | 6452 | Florida Power & Light Co | Electric Utility | Palm Bay Solar | FL | 62921 | 1 | 74.5 | Solar Photovoltaic | SUN | PV | (L) Regulatory approvals pending. Not under construction | 74.5
2021 | 4 | 6452 | Florida Power & Light Co | Electric Utility | Pelican Solar Center | FL | 62924 | 1 | 74.5 | Solar Photovoltaic | SUN | PV | (L) Regulatory approvals pending. Not under construction | 74.5
2021 | 4 | 6452 | Florida Power & Light Co | Electric Utility | Rodeo Solar Center | FL | 62917 | 1 | 74.5 | Solar Photovoltaic | SUN | PV | (L) Regulatory approvals pending. Not under construction | 74.5
2021 | 4 | 6452 | Florida Power & Light Co | Electric Utility | Sabal Palm Solar Center | FL | 63110 | 1 | 74.5 | Solar Photovoltaic | SUN | PV | (L) Regulatory approvals pending. Not under construction | 74.5
2021 | 4 | 59434 | Mattawoman Energy, LLC | IPP | Mattawoman Energy Center | MD | 59662 | CGT11 | 286 | Natural Gas Fired Combined Cycle | NG | CC | (P) Planned for installation, but regulatory approvals not initiated | 286
2021 | 4 | 59434 | Mattawoman Energy, LLC | IPP | Mattawoman Energy Center | MD | 59662 | CGT12 | 286 | Natural Gas Fired Combined Cycle | NG | CC | (P) Planned for installation, but regulatory approvals not initiated | 286
2021 | 4 | 59434 | Mattawoman Energy, LLC | IPP | Mattawoman Energy Center | MD | 59662 | STG11 | 436 | Natural Gas Fired Combined Cycle | NG | CC | (P) Planned for installation, but regulatory approvals not initiated | 436
2021 | 4 | 14232 | Otter Tail Power Co | Electric Utility | Astoria Station | SD | 61144 | 1 | 260 | Natural Gas Fired Combustion Turbine | NG | GT | (P) Planned for installation, but regulatory approvals not initiated | 260
2021 | 4 | 62152 | Skipjack Solar Center, LLC | IPP | Skipjack Solar Center | VA | 62675 | SKIPJ | 175 | Solar Photovoltaic | SUN | PV | (P) Planned for installation, but regulatory approvals not initiated | 175
2021 | 4 | 56789 | TBE Montgomery LLC | IPP | TBE-Montgomery LLC | NY | 57472 | CTG | 11.6 | Other Waste Biomass | OBG | CT | (U) Under construction, less than or equal to 50 percent complete | 12
2021 | 4 | 56789 | TBE Montgomery LLC | IPP | TBE-Montgomery LLC | NY | 57472 | STG | 7.4 | Other Waste Biomass | OBG | CA | (U) Under construction, less than or equal to 50 percent complete | 9
2021 | 5 | 62794 | AP Solar 2, LLC | IPP | Fighting Jays Solar Project | TX | 62945 | FJSOL | 350 | Solar Photovoltaic | SUN | PV | (L) Regulatory approvals pending. Not under construction | 350
2021 | 5 | 61818 | CC Polymers LLC | Industrial | M&G Resins USA | TX | 60642 | 1 | 11.7 | All Other | WH | OT | (P) Planned for installation, but regulatory approvals not initiated | 14.3
2021 | 5 | 61818 | CC Polymers LLC | Industrial | M&G Resins USA | TX | 60642 | 2 | 11.7 | All Other | WH | OT | (P) Planned for installation, but regulatory approvals not initiated | 14.3
2021 | 5 | 14605 | City of Peabody - (MA) | Electric Utility | Waters River | MA | 1678 | 3 | 55 | Natural Gas Fired Combustion Turbine | NG | GT | (P) Planned for installation, but regulatory approvals not initiated | 60
2021 | 5 | 62807 | Hawtree Creek Farm Solar, LLC | IPP | Hawtree Solar | NC | 62951 | HAWT1 | 65 | Solar Photovoltaic | SUN | PV | (T) Regulatory approvals received. Not under construction | 65
2021 | 5 | 62064 | Hill Top Energy Center, LLC | IPP | Hill Top Energy Center, LLC | PA | 62565 | GEN1 | 619.1 | Natural Gas Fired Combined Cycle | NG | CC | (T) Regulatory approvals received. Not under construction | 664.7
2021 | 5 | 59677 | Middlesex Energy Center LLC | IPP | Middlesex Energy Center LLC | NJ | 59909 | CT001 | 570 | Natural Gas Fired Combined Cycle | NG | CC | (P) Planned for installation, but regulatory approvals not initiated | 570
2021 | 6 | 61523 | 225DD 8me LLC | IPP | Galloway Solar Farm | TX | 61920 | GSM01 | 360 | Solar Photovoltaic | SUN | PV | (P) Planned for installation, but regulatory approvals not initiated | 360
2021 | 6 | 61525 | 231RC 8me LLC | IPP | Norton Solar Farm | TX | 61967 | NSM01 | 125 | Solar Photovoltaic | SUN | PV | (P) Planned for installation, but regulatory approvals not initiated | 125
2021 | 6 | 60667 | Aksamit Energy Development | IPP | Monument Road | NE | 61033 | MR001 | 66 | Onshore Wind Turbine | WND | WT | (L) Regulatory approvals pending. Not under construction | 66
2021 | 6 | 61825 | Antelope Expansion 1B, LLC | IPP | Antelope Expansion 1B | CA | 62320 | ANE1B | 17 | Solar Photovoltaic | SUN | PV | (P) Planned for installation, but regulatory approvals not initiated | 17
2021 | 6 | 60395 | California Ethanol Power, LLC | Industrial | CE&P Imperial Valley 1 | CA | 60670 | 1 | 50 | All Other | OTH | CC | (T) Regulatory approvals received. Not under construction | 50
2021 | 6 | 62797 | Canisteo Wind Farm | IPP | Canisteo Wind Farm | NY | 62947 | GEN1 | 290.7 | Onshore Wind Turbine | WND | WT | (U) Under construction, less than or equal to 50 percent complete | 290.7
2021 | 6 | 60270 | Clark Canyon Hydro, LLC | IPP | Clark Canyon Hydro-Electric Facility | MT | 60483 | FRNS1 | 2.4 | Conventional Hydroelectric | WAT | HY | (P) Planned for installation, but regulatory approvals not initiated | 2.4
2021 | 6 | 60270 | Clark Canyon Hydro, LLC | IPP | Clark Canyon Hydro-Electric Facility | MT | 60483 | FRNS2 | 2.4 | Conventional Hydroelectric | WAT | HY | (P) Planned for installation, but regulatory approvals not initiated | 2.4
2021 | 6 | 62746 | Don Lee BESS 1 LLC | IPP | Don Lee BESS 1 LLC | CA | 62872 | DONL1 | 6.5 | Batteries | MWH | BA | (T) Regulatory approvals received. Not under construction | 6.5
2021 | 6 | 59964 | ESC Brooke County Power I | IPP | ESC Brooke County Power I | WV | 60202 | BCCA1 | 261.2 | Natural Gas Fired Combined Cycle | NG | CA | (P) Planned for installation, but regulatory approvals not initiated | 280.5
2021 | 6 | 59964 | ESC Brooke County Power I | IPP | ESC Brooke County Power I | WV | 60202 | BCCT1 | 252.3 | Natural Gas Fired Combined Cycle | NG | CT | (P) Planned for installation, but regulatory approvals not initiated | 280.5
2021 | 6 | 59964 | ESC Brooke County Power I | IPP | ESC Brooke County Power I | WV | 60202 | BCCT2 | 252.3 | Natural Gas Fired Combined Cycle | NG | CT | (P) Planned for installation, but regulatory approvals not initiated | 280.5
2021 | 6 | 59966 | ESC Harrison County Power | IPP | ESC Harrison County Power | WV | 60206 | HCCA1 | 205.4 | Natural Gas Fired Combined Cycle | NG | CA | (P) Planned for installation, but regulatory approvals not initiated | 207.4
2021 | 6 | 59966 | ESC Harrison County Power | IPP | ESC Harrison County Power | WV | 60206 | HCCT1 | 319.1 | Natural Gas Fired Combined Cycle | NG | CT | (P) Planned for installation, but regulatory approvals not initiated | 371.5
2021 | 6 | 59965 | ESC Tioga County Power | IPP | ESC Tioga County Power | PA | 60205 | TCCA1 | 302 | Natural Gas Fired Combined Cycle | NG | CA | (P) Planned for installation, but regulatory approvals not initiated | 331.5
2021 | 6 | 59965 | ESC Tioga County Power | IPP | ESC Tioga County Power | PA | 60205 | TCCT1 | 253.1 | Natural Gas Fired Combined Cycle | NG | CT | (P) Planned for installation, but regulatory approvals not initiated | 280.5
2021 | 6 | 59965 | ESC Tioga County Power | IPP | ESC Tioga County Power | PA | 60205 | TCCT2 | 253.1 | Natural Gas Fired Combined Cycle | NG | CT | (P) Planned for installation, but regulatory approvals not initiated | 280.5
2021 | 6 | 58597 | Enivromission, Inc | IPP | La Paz Solar Tower | AZ | 58652 | 1 | 200 | Solar Thermal without Energy Storage | SUN | OT | (P) Planned for installation, but regulatory approvals not initiated | 200
2021 | 6 | 55937 | Entergy Texas Inc. | Electric Utility | Montgomery County | TX | 60925 | 1A | 250 | Natural Gas Fired Combined Cycle | NG | CT | (L) Regulatory approvals pending. Not under construction | 250
2021 | 6 | 55937 | Entergy Texas Inc. | Electric Utility | Montgomery County | TX | 60925 | 1B | 250 | Natural Gas Fired Combined Cycle | NG | CT | (L) Regulatory approvals pending. Not under construction | 250
2021 | 6 | 55937 | Entergy Texas Inc. | Electric Utility | Montgomery County | TX | 60925 | 1C | 500 | Natural Gas Fired Combined Cycle | NG | CA | (L) Regulatory approvals pending. Not under construction | 500
2021 | 6 | 60688 | FGE Goodnight, LLC | IPP | Goodnight | TX | 59246 | GOOD1 | 500 | Onshore Wind Turbine | WND | WT | (U) Under construction, less than or equal to 50 percent complete | 500
2021 | 6 | 56615 | First Solar Project Development | IPP | Muscle Shoals | AL | 62462 | GEN01 | 227 | Solar Photovoltaic | SUN | PV | (L) Regulatory approvals pending. Not under construction | 227
2021 | 6 | 56615 | First Solar Project Development | IPP | Portal Ridge Solar A, LLC | CA | 60309 | GEN01 | 18.5 | Solar Photovoltaic | SUN | PV | (L) Regulatory approvals pending. Not under construction | 18.5
2021 | 6 | 58880 | Gallegos Wind Farm LLC | IPP | Gallegos Wind Farm, Phase 1 | NM | 59047 | GEN 1 | 180 | Onshore Wind Turbine | WND | WT | (U) Under construction, less than or equal to 50 percent complete | 180
2021 | 6 | 60050 | Halyard Energy Henderson, LLC | IPP | Halyard Henderson Energy Center | TX | 60268 | TBN1 | 210 | Natural Gas Fired Combustion Turbine | NG | GT | (P) Planned for installation, but regulatory approvals not initiated | 232
2021 | 6 | 60050 | Halyard Energy Henderson, LLC | IPP | Halyard Henderson Energy Center | TX | 60268 | TBN2 | 210 | Natural Gas Fired Combustion Turbine | NG | GT | (T) Regulatory approvals received. Not under construction | 232
2021 | 6 | 60002 | Halyard Energy Wharton, LLC | IPP | Halyard Wharton Energy Center | TX | 60221 | TBN1 | 162 | Natural Gas Fired Combustion Turbine | NG | GT | (P) Planned for installation, but regulatory approvals not initiated | 177
2021 | 6 | 60002 | Halyard Energy Wharton, LLC | IPP | Halyard Wharton Energy Center | TX | 60221 | TBN2 | 162 | Natural Gas Fired Combustion Turbine | NG | GT | (P) Planned for installation, but regulatory approvals not initiated | 177
2021 | 6 | 13402 | Nevada Irrigation District | IPP | Loma Rica Hydroelectric Powerhouse | CA | 60988 | HY1 | 1.4 | Conventional Hydroelectric | WAT | HY | (P) Planned for installation, but regulatory approvals not initiated | 1.4
2021 | 6 | 59489 | Perennial-Wind Chaser LLC | IPP | Perennial Wind Chaser Station | OR | 59721 | GT1 | 98.7 | Natural Gas Fired Combustion Turbine | NG | GT | (T) Regulatory approvals received. Not under construction | 106
2021 | 6 | 59489 | Perennial-Wind Chaser LLC | IPP | Perennial Wind Chaser Station | OR | 59721 | GT2 | 98.7 | Natural Gas Fired Combustion Turbine | NG | GT | (T) Regulatory approvals received. Not under construction | 106
2021 | 6 | 59489 | Perennial-Wind Chaser LLC | IPP | Perennial Wind Chaser Station | OR | 59721 | GT3 | 98.7 | Natural Gas Fired Combustion Turbine | NG | GT | (T) Regulatory approvals received. Not under construction | 106
2021 | 6 | 59489 | Perennial-Wind Chaser LLC | IPP | Perennial Wind Chaser Station | OR | 59721 | GT4 | 98.7 | Natural Gas Fired Combustion Turbine | NG | GT | (T) Regulatory approvals received. Not under construction | 106
2021 | 6 | 60982 | RE Maplewood LLC | IPP | RE Maplewood | TX | 61346 | PV2 | 250 | Solar Photovoltaic | SUN | PV | (P) Planned for installation, but regulatory approvals not initiated | 250
2021 | 6 | 57109 | St Joseph Energy Center LLC | IPP | St Joseph Energy Center | IN | 57794 | CT3 | 237 | Natural Gas Fired Combined Cycle | NG | CT | (T) Regulatory approvals received. Not under construction | 238
2021 | 6 | 57109 | St Joseph Energy Center LLC | IPP | St Joseph Energy Center | IN | 57794 | CT4 | 237 | Natural Gas Fired Combined Cycle | NG | CT | (T) Regulatory approvals received. Not under construction | 238
2021 | 6 | 57109 | St Joseph Energy Center LLC | IPP | St Joseph Energy Center | IN | 57794 | ST2 | 232 | Natural Gas Fired Combined Cycle | NG | CA | (T) Regulatory approvals received. Not under construction | 260
2021 | 6 | 62918 | TPE Hopkins Solar Holdings1 LLC | IPP | Hopkins Hill CSG | RI | 63136 | HH1 | 4.8 | Solar Photovoltaic | SUN | PV | (U) Under construction, less than or equal to 50 percent complete | 4.8
2021 | 6 | 62918 | TPE Hopkins Solar Holdings1 LLC | IPP | Hopkins Hill CSG | RI | 63136 | HH2 | 4.7 | Solar Photovoltaic | SUN | PV | (U) Under construction, less than or equal to 50 percent complete | 4.7
2021 | 6 | 18454 | Tampa Electric Co | Electric Utility | Big Bend | FL | 645 | GT5 | 360 | Natural Gas Fired Combustion Turbine | NG | GT | (P) Planned for installation, but regulatory approvals not initiated | 392
2021 | 6 | 18454 | Tampa Electric Co | Electric Utility | Big Bend | FL | 645 | GT6 | 360 | Natural Gas Fired Combustion Turbine | NG | GT | (P) Planned for installation, but regulatory approvals not initiated | 392
2021 | 6 | 19564 | University of Notre Dame | Commercial | Notre Dame Hydro | IN | 62918 | HYD1 | 2.5 | Conventional Hydroelectric | WAT | HY | (T) Regulatory approvals received. Not under construction | 2.5
2021 | 6 | 58761 | White Camp Solar LLC | IPP | White Camp Solar | TX | 58888 | WCAMP | 100 | Solar Photovoltaic | SUN | PV | (P) Planned for installation, but regulatory approvals not initiated | 100
2021 | 6 | 60519 | Williams Solar, LLC | IPP | Williams Solar, LLC | TX | 60859 | PV1 | 20 | Solar Photovoltaic | SUN | PV | (P) Planned for installation, but regulatory approvals not initiated | 20
2021 | 7 | 59686 | Coronado Power Ventures LLC | IPP | La Paloma Energy Center | TX | 59924 | CTG-1 | 211.5 | Natural Gas Fired Combined Cycle | NG | CT | (T) Regulatory approvals received. Not under construction | 230
2021 | 7 | 59686 | Coronado Power Ventures LLC | IPP | La Paloma Energy Center | TX | 59924 | CTG-2 | 211.5 | Natural Gas Fired Combined Cycle | NG | CT | (T) Regulatory approvals received. Not under construction | 230
2021 | 7 | 59686 | Coronado Power Ventures LLC | IPP | La Paloma Energy Center | TX | 59924 | STG-1 | 300 | Natural Gas Fired Combined Cycle | NG | CA | (T) Regulatory approvals received. Not under construction | 311
2021 | 7 | 58766 | FGE Texas II LLC | IPP | FGE Texas II | TX | 58930 | CA1 | 249.9 | Natural Gas Fired Combined Cycle | NG | CA | (T) Regulatory approvals received. Not under construction | 265.2
2021 | 7 | 58766 | FGE Texas II LLC | IPP | FGE Texas II | TX | 58930 | GT1 | 226.7 | Natural Gas Fired Combined Cycle | NG | CT | (T) Regulatory approvals received. Not under construction | 238.9
2021 | 7 | 58766 | FGE Texas II LLC | IPP | FGE Texas II | TX | 58930 | GT2 | 226.7 | Natural Gas Fired Combined Cycle | NG | CT | (T) Regulatory approvals received. Not under construction | 238.9
2021 | 7 | 59056 | Tri Global Energy, LLC | IPP | Easter | TX | 59971 | ESTR1 | 300 | Onshore Wind Turbine | WND | WT | (P) Planned for installation, but regulatory approvals not initiated | 300
2021 | 8 | 56615 | First Solar Project Development | IPP | Willow Spring Solar 3, LLC | CA | 60325 | GEN01 | 75 | Solar Photovoltaic | SUN | PV | (L) Regulatory approvals pending. Not under construction | 75
2021 | 9 | 62724 | Seventus LLC | IPP | Jawbone Wind Project | MT | 58175 | JWPI | 80 | Onshore Wind Turbine | WND | WT | (U) Under construction, less than or equal to 50 percent complete | 80
2021 | 9 | 62700 | SunEast Clay Solar LLC | IPP | SunEast Clay Solar Project | NY | 62819 | Q669 | 20 | Solar Photovoltaic | SUN | PV | (P) Planned for installation, but regulatory approvals not initiated | 50
2021 | 10 | 62659 | BMP Wind LLC | IPP | BMP Wind (TX) | TX | 62809 | BMP | 293.6 | Onshore Wind Turbine | WND | WT | (P) Planned for installation, but regulatory approvals not initiated | 293.3
2021 | 10 | 62709 | Bakerstand Solar LLC | IPP | Bakerstand Solar (NY) | NY | 62811 | BKSTD | 20 | Solar Photovoltaic | SUN | PV | (P) Planned for installation, but regulatory approvals not initiated | 20
2021 | 10 | 62886 | Clover Creek Solar, LLC | IPP | Clover Creek Solar | UT | 63061 | CLVR | 80 | Solar Photovoltaic | SUN | PV | (P) Planned for installation, but regulatory approvals not initiated | 80
2021 | 10 | 58901 | Hydro Green Energy | IPP | Braddock Lock and Dam | PA | 59091 | GEN1 | 5.3 | Conventional Hydroelectric | WAT | HY | (L) Regulatory approvals pending. Not under construction | 5.3
2021 | 10 | 60720 | Martinsdale Wind Farm LLC | IPP | Martinsdale Wind Farm | MT | 61108 | MTD | 80 | Onshore Wind Turbine | WND | WT | (P) Planned for installation, but regulatory approvals not initiated | 80
2021 | 10 | 59056 | Tri Global Energy, LLC | IPP | Water Valley Wind Energy | TX | 62846 | WWE1 | 150 | Onshore Wind Turbine | WND | WT | (P) Planned for installation, but regulatory approvals not initiated | 150
2021 | 11 | 62734 | Blue Marmot IX LLC | IPP | Blue Marmot IX | OR | 62867 | DVRO | 9.8 | Solar Photovoltaic | SUN | PV | (T) Regulatory approvals received. Not under construction | 10
2021 | 11 | 62735 | Blue Marmot V LLC | IPP | Blue Marmot V | OR | 62866 | DNZE | 9.8 | Solar Photovoltaic | SUN | PV | (T) Regulatory approvals received. Not under construction | 10
2021 | 11 | 62736 | Blue Marmot VI LLC | IPP | Blue Marmot VI | OR | 62865 | DNZW | 9.8 | Solar Photovoltaic | SUN | PV | (T) Regulatory approvals received. Not under construction | 10
2021 | 11 | 62737 | Blue Marmot VII LLC | IPP | Blue Marmot VII | OR | 62864 | RSHEI | 9.8 | Solar Photovoltaic | SUN | PV | (T) Regulatory approvals received. Not under construction | 10
2021 | 11 | 62738 | Blue Marmot VIII LLC | IPP | Blue Marmot VIII | OR | 62863 | PRMLE | 9.8 | Solar Photovoltaic | SUN | PV | (T) Regulatory approvals received. Not under construction | 10
2021 | 11 | 6452 | Florida Power & Light Co | Electric Utility | Manatee Solar Energy Center | FL | 60014 | BMS | 409 | Batteries | MWH | BA | (P) Planned for installation, but regulatory approvals not initiated | 409
2021 | 11 | 7140 | Georgia Power Co | Electric Utility | Vogtle | GA | 649 | 3 | 1100 | Nuclear | NUC | ST | (U) Under construction, less than or equal to 50 percent complete | 1100
2021 | 11 | 61797 | Hecate Energy LLC | IPP | Hecate Energy Columbia County Solar | NY | 62273 | HECC1 | 60 | Solar Photovoltaic | SUN | PV | (P) Planned for installation, but regulatory approvals not initiated | 60
2021 | 11 | 61762 | Long Ridge Energy Generation LLC | IPP | Hannibal Port Power Project | OH | 61322 | HPPP1 | 485 | Natural Gas Fired Combined Cycle | NG | CC | (P) Planned for installation, but regulatory approvals not initiated | 485
2021 | 12 | 61477 | 325MK 8me LLC | IPP | Eagle Shadow Mountain Solar Farm | NV | 61852 | ESMSF | 300 | Solar Photovoltaic | SUN | PV | (P) Planned for installation, but regulatory approvals not initiated | 300
2021 | 12 | 60796 | 91MC 8me LLC | IPP | Peak Valley Solar Farm | CA | 61167 | 91MC8 | 200 | Solar Photovoltaic | SUN | PV | (P) Planned for installation, but regulatory approvals not initiated | 200
2021 | 12 | 61783 | Alabama Ledge Wind Farm LLC | IPP | Alabama Ledge Wind Farm LLC | NY | 62261 | GEN1 | 79.8 | Onshore Wind Turbine | WND | WT | (P) Planned for installation, but regulatory approvals not initiated | 79.8
2021 | 12 | 59192 | Amity Energy, LLC | IPP | Amity Energy LLC | PA | 59418 | 1 | 6.8 | Natural Gas Internal Combustion Engine | NG | IC | (L) Regulatory approvals pending. Not under construction | 7
2021 | 12 | 59192 | Amity Energy, LLC | IPP | Amity Energy LLC | PA | 59418 | 2 | 6.8 | Natural Gas Internal Combustion Engine | NG | IC | (L) Regulatory approvals pending. Not under construction | 7
2021 | 12 | 59192 | Amity Energy, LLC | IPP | Amity Energy LLC | PA | 59418 | 3 | 6.8 | Natural Gas Internal Combustion Engine | NG | IC | (L) Regulatory approvals pending. Not under construction | 7
2021 | 12 | 60927 | Anchor Energy LLC | IPP | Anchor Energy | PA | 61304 | GEN1 | 4.2 | Natural Gas Internal Combustion Engine | NG | IC | (P) Planned for installation, but regulatory approvals not initiated | 4.4
2021 | 12 | 60927 | Anchor Energy LLC | IPP | Anchor Energy | PA | 61304 | GEN2 | 4.2 | Natural Gas Internal Combustion Engine | NG | IC | (P) Planned for installation, but regulatory approvals not initiated | 4.4
2021 | 12 | 60927 | Anchor Energy LLC | IPP | Anchor Energy | PA | 61304 | GEN3 | 4.2 | Natural Gas Internal Combustion Engine | NG | IC | (P) Planned for installation, but regulatory approvals not initiated | 4.4
2021 | 12 | 60927 | Anchor Energy LLC | IPP | Anchor Energy | PA | 61304 | GEN4 | 4.2 | Natural Gas Internal Combustion Engine | NG | IC | (P) Planned for installation, but regulatory approvals not initiated | 4.4
2021 | 12 | 60927 | Anchor Energy LLC | IPP | Anchor Energy | PA | 61304 | GEN5 | 4.2 | Natural Gas Internal Combustion Engine | NG | IC | (P) Planned for installation, but regulatory approvals not initiated | 4.4
2021 | 12 | 803 | Arizona Public Service Co | Electric Utility | Cotton Center Solar Hybrid | AZ | 57561 | CC17M | 17 | Batteries | MWH | BA | (P) Planned for installation, but regulatory approvals not initiated | 17
2021 | 12 | 803 | Arizona Public Service Co | Electric Utility | Desert Star Hybrid | AZ | 62965 | DS10M | 10 | Batteries | MWH | BA | (P) Planned for installation, but regulatory approvals not initiated | 10
2021 | 12 | 803 | Arizona Public Service Co | Electric Utility | El Sol BESS | AZ | 62964 | EL50M | 50 | Batteries | MWH | BA | (P) Planned for installation, but regulatory approvals not initiated | 50
2021 | 12 | 803 | Arizona Public Service Co | Electric Utility | Foothills Solar Plant Hybrid | AZ | 57997 | FH38M | 38 | Batteries | MWH | BA | (P) Planned for installation, but regulatory approvals not initiated | 38
2021 | 12 | 803 | Arizona Public Service Co | Electric Utility | Gila Bend Hybrid | AZ | 59020 | GB36M | 36 | Batteries | MWH | BA | (P) Planned for installation, but regulatory approvals not initiated | 36
2021 | 12 | 803 | Arizona Public Service Co | Electric Utility | Hyder II | AZ | 58383 | H214M | 14 | Batteries | MWH | BA | (P) Planned for installation, but regulatory approvals not initiated | 14
2021 | 12 | 803 | Arizona Public Service Co | Electric Utility | Hyder Solar | AZ | 57563 | H116M | 16 | Batteries | MWH | BA | (P) Planned for installation, but regulatory approvals not initiated | 16
2021 | 12 | 803 | Arizona Public Service Co | Electric Utility | Paloma Solar Hybrid | AZ | 57562 | PA17M | 17 | Batteries | MWH | BA | (P) Planned for installation, but regulatory approvals not initiated | 17
2021 | 12 | 15399 | Avangrid Renewables LLC | IPP | Lund Hill | WA | 61045 | WT1 | 60 | Onshore Wind Turbine | WND | WT | (U) Under construction, less than or equal to 50 percent complete | 60
2021 | 12 | 15399 | Avangrid Renewables LLC | IPP | Midland Wind | IL | 63003 | 1 | 101.1 | Onshore Wind Turbine | WND | WT | (L) Regulatory approvals pending. Not under construction | 101.1
2021 | 12 | 59613 | BayWa r.e. Solar Projects LLC | IPP | Bluebird Solar LLC | KY | 62797 | BBIRD | 80 | Solar Photovoltaic | SUN | PV | (P) Planned for installation, but regulatory approvals not initiated | 80
2021 | 12 | 62708 | Black Bear Wind LLC | IPP | Black Bear Wind (MT) | MT | 62808 | BBW | 80 | Onshore Wind Turbine | WND | WT | (P) Planned for installation, but regulatory approvals not initiated | 80
2021 | 12 | 62713 | Buenos Aires Windpower LLC | IPP | Buenos Aires Phase 1 | TX | 62803 | BAW1 | 200 | Onshore Wind Turbine | WND | WT | (L) Regulatory approvals pending. Not under construction | 200
2021 | 12 | 56606 | Calpine New Jersey Generation LLC | IPP | Deepwater | NJ | 2384 | CT1 | 235 | Natural Gas Fired Combustion Turbine | NG | GT | (L) Regulatory approvals pending. Not under construction | 242
2021 | 12 | 56606 | Calpine New Jersey Generation LLC | IPP | Deepwater | NJ | 2384 | ST1 | 198.5 | Natural Gas Steam Turbine | NG | ST | (L) Regulatory approvals pending. Not under construction | 214
2021 | 12 | 18445 | City of Tallahassee - (FL) | Electric Utility | Arvah B Hopkins | FL | 688 | IC5 | 18.5 | Natural Gas Internal Combustion Engine | NG | IC | (P) Planned for installation, but regulatory approvals not initiated | 18.8
2021 | 12 | 61060 | Cypress Creek Renewables | IPP | Battle Mountain Solar Project | NV | 61098 | BMSP | 101 | Solar Photovoltaic | SUN | PV | (L) Regulatory approvals pending. Not under construction | 101
2021 | 12 | 62911 | Drew Solar LLC | IPP | Drew Solar LLC | CA | 63127 | DS | 100 | Solar Photovoltaic | SUN | PV | (L) Regulatory approvals pending. Not under construction | 100
2021 | 12 | 54802 | Dynegy -Moss Landing LLC | IPP | Dynegy Moss Landing Power Plant | CA | 260 | BAT1 | 300 | Batteries | MWH | BA | (L) Regulatory approvals pending. Not under construction | 300
2021 | 12 | 61785 | EDP Renewables North America LLC | IPP | Saddle Mountain East Wind Farm | WA | 62263 | GEN1 | 126 | Onshore Wind Turbine | WND | WT | (P) Planned for installation, but regulatory approvals not initiated | 126
2021 | 12 | 59380 | Enel Green Power NA, Inc. | IPP | Pomerado Energy Storage, LLC | CA | 61390 | PMRDO | 6 | Batteries | MWH | BA | (P) Planned for installation, but regulatory approvals not initiated | 6
2021 | 12 | 62759 | Geronimo Energy | IPP | Prairie Wolf Solar LLC | IL | 62893 | PWOLF | 200 | Solar Photovoltaic | SUN | PV | (L) Regulatory approvals pending. Not under construction | 200
2021 | 12 | 62704 | Grizzly Wind LLC | IPP | Grizzly Wind LLC | MT | 62802 | GW | 80 | Onshore Wind Turbine | WND | WT | (P) Planned for installation, but regulatory approvals not initiated | 80
2021 | 12 | 62153 | Hecate Energy Highland LLC | IPP | Hecate Energy Highland LLC | OH | 62670 | HIGHL | 300 | Solar Photovoltaic | SUN | PV | (T) Regulatory approvals received. Not under construction | 300
2021 | 12 | 62765 | High Bridge Wind, LLC | IPP | High Bridge Wind Project | NY | 62894 | WT | 100 | Onshore Wind Turbine | WND | WT | (P) Planned for installation, but regulatory approvals not initiated | 100
2021 | 12 | 58684 | Hop Bottom Energy LLC | IPP | Hop Bottom | PA | 58800 | 1 | 6.8 | Natural Gas Internal Combustion Engine | NG | IC | (T) Regulatory approvals received. Not under construction | 7
2021 | 12 | 58684 | Hop Bottom Energy LLC | IPP | Hop Bottom | PA | 58800 | 2 | 6.8 | Natural Gas Internal Combustion Engine | NG | IC | (T) Regulatory approvals received. Not under construction | 7
2021 | 12 | 58684 | Hop Bottom Energy LLC | IPP | Hop Bottom | PA | 58800 | 3 | 6.8 | Natural Gas Internal Combustion Engine | NG | IC | (T) Regulatory approvals received. Not under construction | 7
2021 | 12 | 62899 | Horseshoe Solar Energy LLC | IPP | Horseshoe Solar Energy | NY | 63096 | GEN1 | 180 | Solar Photovoltaic | SUN | PV | (U) Under construction, less than or equal to 50 percent complete | 180
2021 | 12 | 61853 | Innogy Renewables US LLC | IPP | Buckeye Wind Farm | OH | 58776 | 1 | 99 | Onshore Wind Turbine | WND | WT | (L) Regulatory approvals pending. Not under construction | 99
2021 | 12 | 49893 | Invenergy Services LLC | IPP | Alle-Catt Wind Energy LLC | NY | 62954 | GEN1 | 340 | Onshore Wind Turbine | WND | WT | (U) Under construction, less than or equal to 50 percent complete | 340
2021 | 12 | 49893 | Invenergy Services LLC | IPP | Yum Yum Solar LLC | TN | 63026 | GEN1 | 147 | Solar Photovoltaic | SUN | PV | (U) Under construction, less than or equal to 50 percent complete | 147
2021 | 12 | 60349 | Juneau Hydropower, Inc | IPP | Sweetheart Lake Hydroelectric Facility | AK | 60588 | JHI01 | 6.6 | Conventional Hydroelectric | WAT | HY | (P) Planned for installation, but regulatory approvals not initiated | 6.6
2021 | 12 | 60349 | Juneau Hydropower, Inc | IPP | Sweetheart Lake Hydroelectric Facility | AK | 60588 | JHI02 | 6.6 | Conventional Hydroelectric | WAT | HY | (P) Planned for installation, but regulatory approvals not initiated | 6.6
2021 | 12 | 60349 | Juneau Hydropower, Inc | IPP | Sweetheart Lake Hydroelectric Facility | AK | 60588 | JHI03 | 6.6 | Conventional Hydroelectric | WAT | HY | (P) Planned for installation, but regulatory approvals not initiated | 6.6
2021 | 12 | 62663 | Lock 13 Hydro Partners | IPP | Evelyn Hydroelectric Project | KY | 62748 | 1 | 0.6 | Conventional Hydroelectric | WAT | HY | (L) Regulatory approvals pending. Not under construction | 0.6
2021 | 12 | 62663 | Lock 13 Hydro Partners | IPP | Evelyn Hydroelectric Project | KY | 62748 | 2 | 0.6 | Conventional Hydroelectric | WAT | HY | (L) Regulatory approvals pending. Not under construction | 0.6
2021 | 12 | 62663 | Lock 13 Hydro Partners | IPP | Evelyn Hydroelectric Project | KY | 62748 | 3 | 0.6 | Conventional Hydroelectric | WAT | HY | (L) Regulatory approvals pending. Not under construction | 0.6
2021 | 12 | 62663 | Lock 13 Hydro Partners | IPP | Evelyn Hydroelectric Project | KY | 62748 | 4 | 0.6 | Conventional Hydroelectric | WAT | HY | (L) Regulatory approvals pending. Not under construction | 0.6
2021 | 12 | 62663 | Lock 13 Hydro Partners | IPP | Evelyn Hydroelectric Project | KY | 62748 | 5 | 0.6 | Conventional Hydroelectric | WAT | HY | (L) Regulatory approvals pending. Not under construction | 0.6
2021 | 12 | 60221 | North Slope LLC | IPP | North Slope, LLC | NY | 60420 | NSPV | 200 | Onshore Wind Turbine | WND | WT | (L) Regulatory approvals pending. Not under construction | 200
2021 | 12 | 61301 | Plum Creek Wind Farm LLC | IPP | Plum Creek | MN | 61687 | PLMCK | 400 | Onshore Wind Turbine | WND | WT | (P) Planned for installation, but regulatory approvals not initiated | 400
2021 | 12 | 56215 | RWE Renewables Americas LLC | IPP | Blackjack Creek Wind Farm | TX | 62783 | BLKJK | 239.6 | Onshore Wind Turbine | WND | WT | (L) Regulatory approvals pending. Not under construction | 239.6
2021 | 12 | 61784 | Rolling Upland Wind Farm LLC | IPP | Rolling Upland Wind Farm LLC | NY | 62262 | GEN1 | 60 | Onshore Wind Turbine | WND | WT | (P) Planned for installation, but regulatory approvals not initiated | 60
2021 | 12 | 61900 | SR Arlington, LLC | IPP | SR Arlington I | GA | 62436 | ARLI | 20 | Solar Photovoltaic | SUN | PV | (T) Regulatory approvals received. Not under construction | 20
2021 | 12 | 62109 | Searcy Solar, LLC | IPP | Searcy Solar Hybrid | AR | 62617 | SEABT | 10 | Batteries | MWH | BA | (P) Planned for installation, but regulatory approvals not initiated | 10
2021 | 12 | 62109 | Searcy Solar, LLC | IPP | Searcy Solar Hybrid | AR | 62617 | SEARC | 100 | Solar Photovoltaic | SUN | PV | (P) Planned for installation, but regulatory approvals not initiated | 100
2021 | 12 | 60387 | Skylar Resources, LP | IPP | Townsite Solar Project | NV | 60654 | GEN01 | 160 | Solar Photovoltaic | SUN | PV | (T) Regulatory approvals received. Not under construction | 180
2021 | 12 | 60523 | Springfield Project Development LLC | IPP | Homestead Wind LLC | IL | 60871 | HOMES | 50 | Onshore Wind Turbine | WND | WT | (P) Planned for installation, but regulatory approvals not initiated | 50
2021 | 12 | 62668 | Wheatridge Wind Energy, LLC | IPP | Wheatridge Hybrid | OR | 62745 | BTRY | 30 | Batteries | MWH | BA | (L) Regulatory approvals pending. Not under construction | 30
2021 | 12 | 62668 | Wheatridge Wind Energy, LLC | IPP | Wheatridge Hybrid | OR | 62745 | SOLAR | 50 | Solar Photovoltaic | SUN | PV | (L) Regulatory approvals pending. Not under construction | 50
2022 | 1 | 60687 | Alpine Pacific Utilities Hydro | IPP | Fresno Dam Site Water Power Project | MT | 61061 | 2 | 0.5 | Conventional Hydroelectric | WAT | HY | (L) Regulatory approvals pending. Not under construction | 0.5
2022 | 1 | 60687 | Alpine Pacific Utilities Hydro | IPP | Fresno Dam Site Water Power Project | MT | 61061 | 3 | 0.5 | Conventional Hydroelectric | WAT | HY | (L) Regulatory approvals pending. Not under construction | 0.5
2022 | 1 | 61060 | Cypress Creek Renewables | IPP | Thigpen Farms Solar, LLC | NC | 60850 | PV1 | 5 | Solar Photovoltaic | SUN | PV | (OT) Other | 5
2022 | 1 | 60971 | NYC ENERGY LLC | IPP | NISA Electric Generation Project | NY | 61331 | GEN1 | 59.7 | Natural Gas Fired Combined Cycle | NG | CT | (T) Regulatory approvals received. Not under construction | 70.5
2022 | 1 | 60971 | NYC ENERGY LLC | IPP | NISA Electric Generation Project | NY | 61331 | STG1 | 20.2 | Natural Gas Fired Combined Cycle | NG | CA | (T) Regulatory approvals received. Not under construction | 22
2022 | 1 | 60473 | Renovo Energy Center | IPP | Renovo Energy Center | PA | 60786 | RECNY | 480 | Natural Gas Fired Combined Cycle | NG | CS | (L) Regulatory approvals pending. Not under construction | 513
2022 | 1 | 60473 | Renovo Energy Center | IPP | Renovo Energy Center | PA | 60786 | RECPJ | 480 | Natural Gas Fired Combined Cycle | NG | CS | (L) Regulatory approvals pending. Not under construction | 513
2022 | 1 | 62895 | Vineyard Wind LLC | IPP | Vineyard Wind 1 | MA | 63093 | VW01 | 800 | Offshore Wind Turbine | WND | WS | (L) Regulatory approvals pending. Not under construction | 800
2022 | 2 | 61395 | Indeck Niles, LLC | IPP | Indeck Niles Energy Center | MI | 55460 | CT1 | 386.8 | Natural Gas Fired Combined Cycle | NG | CT | (T) Regulatory approvals received. Not under construction | 386.8
2022 | 2 | 61395 | Indeck Niles, LLC | IPP | Indeck Niles Energy Center | MI | 55460 | CT2 | 386.8 | Natural Gas Fired Combined Cycle | NG | CT | (T) Regulatory approvals received. Not under construction | 386.8
2022 | 2 | 61395 | Indeck Niles, LLC | IPP | Indeck Niles Energy Center | MI | 55460 | ST1 | 397.8 | Natural Gas Fired Combined Cycle | NG | CA | (T) Regulatory approvals received. Not under construction | 397.8
2022 | 2 | 60836 | NTE Connecticut, LLC | IPP | Killingly Energy Center | CT | 61239 | KEC | 374.3 | Natural Gas Fired Combined Cycle | NG | CT | (L) Regulatory approvals pending. Not under construction | 501
2022 | 2 | 60836 | NTE Connecticut, LLC | IPP | Killingly Energy Center | CT | 61239 | KEC2 | 257.6 | Natural Gas Fired Combined Cycle | NG | CA | (L) Regulatory approvals pending. Not under construction | 312.8
2022 | 4 | 60167 | Concord Blue Eagar, LLC | IPP | Concord Blue Eagar, LLC | AZ | 60374 | CB001 | 0.6 | Other Waste Biomass | OBG | IC | (L) Regulatory approvals pending. Not under construction | 0.6
2022 | 4 | 60167 | Concord Blue Eagar, LLC | IPP | Concord Blue Eagar, LLC | AZ | 60374 | CB002 | 0.6 | Other Waste Biomass | OBG | IC | (L) Regulatory approvals pending. Not under construction | 0.6
2022 | 4 | 5109 | DTE Electric Company | Electric Utility | Blue Water Energy Center | MI | 62192 | 11 | 359 | Natural Gas Fired Combined Cycle | NG | CT | (U) Under construction, less than or equal to 50 percent complete | 394.4
2022 | 4 | 5109 | DTE Electric Company | Electric Utility | Blue Water Energy Center | MI | 62192 | 12 | 359 | Natural Gas Fired Combined Cycle | NG | CT | (U) Under construction, less than or equal to 50 percent complete | 394.4
2022 | 4 | 5109 | DTE Electric Company | Electric Utility | Blue Water Energy Center | MI | 62192 | 1S | 428 | Natural Gas Fired Combined Cycle | NG | CA | (U) Under construction, less than or equal to 50 percent complete | 478.6
2022 | 4 | 62787 | Jackson Generation, LLC | IPP | Jackson Generation, LLC | IL | 62926 | 01 | 600 | Natural Gas Fired Combined Cycle | NG | CS | (T) Regulatory approvals received. Not under construction | 600
2022 | 4 | 62787 | Jackson Generation, LLC | IPP | Jackson Generation, LLC | IL | 62926 | 02 | 600 | Natural Gas Fired Combined Cycle | NG | CS | (T) Regulatory approvals received. Not under construction | 600
2022 | 4 | 61596 | Lincoln Land Energy Center LLC | IPP | Lincoln Land Energy Center | IL | 62022 | GEN1 | 520 | Natural Gas Fired Combined Cycle | NG | CS | (P) Planned for installation, but regulatory approvals not initiated | 638.4
2022 | 4 | 61596 | Lincoln Land Energy Center LLC | IPP | Lincoln Land Energy Center | IL | 62022 | GEN2 | 520 | Natural Gas Fired Combined Cycle | NG | CS | (P) Planned for installation, but regulatory approvals not initiated | 638.4
2022 | 6 | 62921 | Arroyo Solar LLC | IPP | Arroyo Solar Energy Storage Hybrid | NM | 63172 | ARESS | 40 | Batteries | MWH | BA | (P) Planned for installation, but regulatory approvals not initiated | 40
2022 | 6 | 62921 | Arroyo Solar LLC | IPP | Arroyo Solar Energy Storage Hybrid | NM | 63172 | ARSOL | 300 | Solar Photovoltaic | SUN | PV | (P) Planned for installation, but regulatory approvals not initiated | 300
2022 | 6 | 61386 | C4GT, LLC | IPP | C4GT | VA | 61760 | C4GT | 1060 | Natural Gas Fired Combined Cycle | NG | CC | (T) Regulatory approvals received. Not under construction | 1060
2022 | 6 | 62920 | Cabin Point Solar Center LLC | IPP | Cabin Point Solar Center | VA | 63134 | CBNPT | 75 | Solar Photovoltaic | SUN | PV | (P) Planned for installation, but regulatory approvals not initiated | 75
2022 | 6 | 56615 | First Solar Project Development | IPP | Morada del Sol, LLC | TX | 61049 | PV1 | 239.3 | Solar Photovoltaic | SUN | PV | (P) Planned for installation, but regulatory approvals not initiated | 247
2022 | 6 | 6452 | Florida Power & Light Co | Electric Utility | Lauderdale | FL | 613 | 7GT1 | 385.6 | Natural Gas Fired Combined Cycle | NG | CT | (T) Regulatory approvals received. Not under construction | 385.6
2022 | 6 | 6452 | Florida Power & Light Co | Electric Utility | Lauderdale | FL | 613 | 7GT2 | 385.6 | Natural Gas Fired Combined Cycle | NG | CT | (T) Regulatory approvals received. Not under construction | 385.6
2022 | 6 | 6452 | Florida Power & Light Co | Electric Utility | Lauderdale | FL | 613 | ST7 | 391.8 | Natural Gas Fired Combined Cycle | NG | CA | (T) Regulatory approvals received. Not under construction | 391.8
2022 | 6 | 62008 | Hale Kuawehi Solar LLC | IPP | Hale Kuawehi Solar Hybrid | HI | 62529 | HKBA | 30 | Batteries | MWH | BA | (P) Planned for installation, but regulatory approvals not initiated | 30
2022 | 6 | 62008 | Hale Kuawehi Solar LLC | IPP | Hale Kuawehi Solar Hybrid | HI | 62529 | HKSOL | 30 | Solar Photovoltaic | SUN | PV | (P) Planned for installation, but regulatory approvals not initiated | 30
2022 | 6 | 62036 | Paeahu Solar LLC | IPP | Paeahu Solar Hybrid | HI | 62534 | PHBA | 15 | Batteries | MWH | BA | (P) Planned for installation, but regulatory approvals not initiated | 15
2022 | 6 | 62036 | Paeahu Solar LLC | IPP | Paeahu Solar Hybrid | HI | 62534 | PHSOL | 15 | Solar Photovoltaic | SUN | PV | (P) Planned for installation, but regulatory approvals not initiated | 15
2022 | 6 | 54866 | Robinson Power Company LLC | IPP | Robinson Power Company LLC | PA | 56453 | CTG1 | 950 | Natural Gas Fired Combined Cycle | NG | CC | (L) Regulatory approvals pending. Not under construction | 1022.9
2022 | 6 | 62650 | Victorville Energy Center, LLC | Industrial | Victorville Energy Center, LLC (CA) | CA | 62726 | 1 | 19.9 | All Other | WH | ST | (P) Planned for installation, but regulatory approvals not initiated | 19.9
2022 | 7 | 60835 | NTE Carolinas II, LLC | IPP | Reidsville Energy Center | NC | 61240 | REC | 259 | Natural Gas Fired Combined Cycle | NG | CT | (T) Regulatory approvals received. Not under construction | 310.2
2022 | 7 | 60835 | NTE Carolinas II, LLC | IPP | Reidsville Energy Center | NC | 61240 | REC2 | 227 | Natural Gas Fired Combined Cycle | NG | CA | (T) Regulatory approvals received. Not under construction | 233.7
2022 | 8 | 62806 | Guernsey Power Station LLC | IPP | Guernsey Power Station | OH | 62949 | GPS1 | 612 | Natural Gas Fired Combined Cycle | NG | CS | (L) Regulatory approvals pending. Not under construction | 685
2022 | 9 | 58881 | Apex Bethel Energy Center | IPP | Apex Bethel Energy Center | TX | 59048 | ABEC1 | 158.5 | Natural Gas with Compressed Air Storage | NG | CE | (T) Regulatory approvals received. Not under construction | 158.5
2022 | 9 | 58881 | Apex Bethel Energy Center | IPP | Apex Bethel Energy Center | TX | 59048 | ABEC2 | 158.5 | Natural Gas with Compressed Air Storage | NG | CE | (T) Regulatory approvals received. Not under construction | 158.5
2022 | 9 | 62806 | Guernsey Power Station LLC | IPP | Guernsey Power Station | OH | 62949 | GPS2 | 612 | Natural Gas Fired Combined Cycle | NG | CS | (L) Regulatory approvals pending. Not under construction | 685
2022 | 10 | 62806 | Guernsey Power Station LLC | IPP | Guernsey Power Station | OH | 62949 | GPS3 | 612 | Natural Gas Fired Combined Cycle | NG | CS | (L) Regulatory approvals pending. Not under construction | 685
2022 | 10 | 59761 | McLean Homestead, LLC | IPP | McLean Homestead | NC | 60020 | PV1 | 4.9 | Solar Photovoltaic | SUN | PV | (L) Regulatory approvals pending. Not under construction | 4.9
2022 | 10 | 61906 | Rye Development | IPP | Allegheny L&D2 Hydroelectric Project | PA | 62401 | NA1 | 2.5 | Conventional Hydroelectric | WAT | HY | (P) Planned for installation, but regulatory approvals not initiated | 4.5
2022 | 10 | 61906 | Rye Development | IPP | Arkabutla Lake Hydroelectric Project | MS | 62402 | NA1 | 1.5 | Conventional Hydroelectric | WAT | HY | (P) Planned for installation, but regulatory approvals not initiated | 2.5
2022 | 10 | 61906 | Rye Development | IPP | Beverly L&D Hydroelectric Project | OH | 62403 | NA1 | 1.2 | Conventional Hydroelectric | WAT | HY | (P) Planned for installation, but regulatory approvals not initiated | 1.5
2022 | 10 | 61906 | Rye Development | IPP | Devola L&D Hydroelectric Project | OH | 62435 | NA1 | 1 | Conventional Hydroelectric | WAT | HY | (P) Planned for installation, but regulatory approvals not initiated | 2
2022 | 10 | 61906 | Rye Development | IPP | Emsworth BC Hydroelectric Project | PA | 62434 | NA1 | 3 | Conventional Hydroelectric | WAT | HY | (P) Planned for installation, but regulatory approvals not initiated | 5.5
2022 | 10 | 61906 | Rye Development | IPP | Emsworth L&D Hydroelectric Project | PA | 62433 | NA1 | 5 | Conventional Hydroelectric | WAT | HY | (P) Planned for installation, but regulatory approvals not initiated | 8.5
2022 | 10 | 61906 | Rye Development | IPP | Enid Lake Hydroelectric Project | MS | 62432 | NA1 | 1.5 | Conventional Hydroelectric | WAT | HY | (P) Planned for installation, but regulatory approvals not initiated | 2.5
2022 | 10 | 61906 | Rye Development | IPP | Grays Landing L&D Hydroelectric Project | PA | 62388 | NA1 | 4.5 | Conventional Hydroelectric | WAT | HY | (P) Planned for installation, but regulatory approvals not initiated | 6
2022 | 10 | 61906 | Rye Development | IPP | Grenada Lake Hydroelectric Project | MS | 62430 | NA1 | 4 | Conventional Hydroelectric | WAT | HY | (P) Planned for installation, but regulatory approvals not initiated | 5
2022 | 10 | 61906 | Rye Development | IPP | KY No. 11 L&D Hydroelectric Project | KY | 62390 | NA1 | 0.3 | Conventional Hydroelectric | WAT | HY | (P) Planned for installation, but regulatory approvals not initiated | 0.5
2022 | 10 | 61906 | Rye Development | IPP | Lowell L&D Hydroelectric Project | OH | 62429 | NA1 | 2 | Conventional Hydroelectric | WAT | HY | (P) Planned for installation, but regulatory approvals not initiated | 2.5
2022 | 10 | 61906 | Rye Development | IPP | Maxwell L&D Hydroelectric Project | PA | 62385 | NA1 | 4.5 | Conventional Hydroelectric | WAT | HY | (P) Planned for installation, but regulatory approvals not initiated | 6
2022 | 10 | 61906 | Rye Development | IPP | Monongahela L&D4 Hydroelectric Project | PA | 62404 | NA1 | 4.5 | Conventional Hydroelectric | WAT | HY | (P) Planned for installation, but regulatory approvals not initiated | 6
2022 | 10 | 61906 | Rye Development | IPP | Montgomery L&D Hydroelectric Project | PA | 62400 | NA1 | 5.5 | Conventional Hydroelectric | WAT | HY | (P) Planned for installation, but regulatory approvals not initiated | 9.5
2022 | 10 | 61906 | Rye Development | IPP | Morgantown L&D Hydroelectric Project | WV | 62387 | NA1 | 1.5 | Conventional Hydroelectric | WAT | HY | (P) Planned for installation, but regulatory approvals not initiated | 2.5
2022 | 10 | 61906 | Rye Development | IPP | Opekiska L&D Hydroelectric Project | WV | 62386 | NA1 | 2 | Conventional Hydroelectric | WAT | HY | (P) Planned for installation, but regulatory approvals not initiated | 3
2022 | 10 | 61906 | Rye Development | IPP | Overton Hydroelectric Project | LA | 62391 | NA1 | 5.5 | Conventional Hydroelectric | WAT | HY | (P) Planned for installation, but regulatory approvals not initiated | 8.1
2022 | 10 | 61906 | Rye Development | IPP | Philo L&D Hydroelectric Project | OH | 62427 | NA1 | 1.2 | Conventional Hydroelectric | WAT | HY | (P) Planned for installation, but regulatory approvals not initiated | 1.5
2022 | 10 | 61906 | Rye Development | IPP | Point Marion L&D Hydroelectric Project | PA | 62384 | NA1 | 1.5 | Conventional Hydroelectric | WAT | HY | (P) Planned for installation, but regulatory approvals not initiated | 2.5
2022 | 10 | 61906 | Rye Development | IPP | Rokeby L&D Hydroelectric Project | OH | 62426 | NA1 | 1.5 | Conventional Hydroelectric | WAT | HY | (P) Planned for installation, but regulatory approvals not initiated | 2
2022 | 10 | 61906 | Rye Development | IPP | Sardis Lake Hydroelectric Project | MS | 62425 | NA1 | 5.5 | Conventional Hydroelectric | WAT | HY | (P) Planned for installation, but regulatory approvals not initiated | 7.5
2022 | 11 | 60797 | 68SF 8me LLC | IPP | Eland Solar & Storage Center, Phase 1 Hybrid | CA | 61168 | 61168 | 150 | Batteries | MWH | BA | (P) Planned for installation, but regulatory approvals not initiated | 150
2022 | 11 | 60797 | 68SF 8me LLC | IPP | Eland Solar & Storage Center, Phase 1 Hybrid | CA | 61168 | 68SF8 | 200 | Solar Photovoltaic | SUN | PV | (P) Planned for installation, but regulatory approvals not initiated | 200
2022 | 11 | 7140 | Georgia Power Co | Electric Utility | Vogtle | GA | 649 | 4 | 1100 | Nuclear | NUC | ST | (U) Under construction, less than or equal to 50 percent complete | 1100
2022 | 11 | 61906 | Rye Development | IPP | Allegheny L&D2 Hydroelectric Project | PA | 62401 | NA2 | 2.5 | Conventional Hydroelectric | WAT | HY | (P) Planned for installation, but regulatory approvals not initiated | 4.5
2022 | 11 | 61906 | Rye Development | IPP | Arkabutla Lake Hydroelectric Project | MS | 62402 | NA2 | 1.5 | Conventional Hydroelectric | WAT | HY | (P) Planned for installation, but regulatory approvals not initiated | 2.5
2022 | 11 | 61906 | Rye Development | IPP | Beverly L&D Hydroelectric Project | OH | 62403 | NA2 | 1.2 | Conventional Hydroelectric | WAT | HY | (P) Planned for installation, but regulatory approvals not initiated | 1.5
2022 | 11 | 61906 | Rye Development | IPP | Devola L&D Hydroelectric Project | OH | 62435 | NA2 | 1 | Conventional Hydroelectric | WAT | HY | (P) Planned for installation, but regulatory approvals not initiated | 2
2022 | 11 | 61906 | Rye Development | IPP | Emsworth BC Hydroelectric Project | PA | 62434 | NA2 | 4 | Conventional Hydroelectric | WAT | HY | (P) Planned for installation, but regulatory approvals not initiated | 5.5
2022 | 11 | 61906 | Rye Development | IPP | Emsworth L&D Hydroelectric Project | PA | 62433 | NA2 | 6.5 | Conventional Hydroelectric | WAT | HY | (P) Planned for installation, but regulatory approvals not initiated | 8.5
2022 | 11 | 61906 | Rye Development | IPP | Enid Lake Hydroelectric Project | MS | 62432 | NA2 | 1.5 | Conventional Hydroelectric | WAT | HY | (P) Planned for installation, but regulatory approvals not initiated | 2.5
2022 | 11 | 61906 | Rye Development | IPP | Grays Landing L&D Hydroelectric Project | PA | 62388 | NA2 | 4.5 | Conventional Hydroelectric | WAT | HY | (P) Planned for installation, but regulatory approvals not initiated | 6
2022 | 11 | 61906 | Rye Development | IPP | Grenada Lake Hydroelectric Project | MS | 62430 | NA2 | 4 | Conventional Hydroelectric | WAT | HY | (P) Planned for installation, but regulatory approvals not initiated | 5
2022 | 11 | 61906 | Rye Development | IPP | KY No. 11 L&D Hydroelectric Project | KY | 62390 | NA2 | 0.3 | Conventional Hydroelectric | WAT | HY | (P) Planned for installation, but regulatory approvals not initiated | 0.5
2022 | 11 | 61906 | Rye Development | IPP | KY No. 11 L&D Hydroelectric Project | KY | 62390 | NA3 | 0.3 | Conventional Hydroelectric | WAT | HY | (P) Planned for installation, but regulatory approvals not initiated | 0.5
2022 | 11 | 61906 | Rye Development | IPP | KY No. 11 L&D Hydroelectric Project | KY | 62390 | NA4 | 0.3 | Conventional Hydroelectric | WAT | HY | (P) Planned for installation, but regulatory approvals not initiated | 0.5
2022 | 11 | 61906 | Rye Development | IPP | KY No. 11 L&D Hydroelectric Project | KY | 62390 | NA5 | 0.3 | Conventional Hydroelectric | WAT | HY | (P) Planned for installation, but regulatory approvals not initiated | 0.5
2022 | 11 | 61906 | Rye Development | IPP | Lowell L&D Hydroelectric Project | OH | 62429 | NA2 | 2 | Conventional Hydroelectric | WAT | HY | (P) Planned for installation, but regulatory approvals not initiated | 2.5
2022 | 11 | 61906 | Rye Development | IPP | Malta L&D Hydroelectric Project | OH | 62428 | NA1 | 1 | Conventional Hydroelectric | WAT | HY | (P) Planned for installation, but regulatory approvals not initiated | 2
2022 | 11 | 61906 | Rye Development | IPP | Malta L&D Hydroelectric Project | OH | 62428 | NA2 | 1 | Conventional Hydroelectric | WAT | HY | (P) Planned for installation, but regulatory approvals not initiated | 2
2022 | 11 | 61906 | Rye Development | IPP | Maxwell L&D Hydroelectric Project | PA | 62385 | NA2 | 4.5 | Conventional Hydroelectric | WAT | HY | (P) Planned for installation, but regulatory approvals not initiated | 6
2022 | 11 | 61906 | Rye Development | IPP | Monongahela L&D4 Hydroelectric Project | PA | 62404 | NA2 | 4.5 | Conventional Hydroelectric | WAT | HY | (P) Planned for installation, but regulatory approvals not initiated | 6
2022 | 11 | 61906 | Rye Development | IPP | Montgomery L&D Hydroelectric Project | PA | 62400 | NA2 | 5.5 | Conventional Hydroelectric | WAT | HY | (P) Planned for installation, but regulatory approvals not initiated | 9.5
2022 | 11 | 61906 | Rye Development | IPP | Montgomery L&D Hydroelectric Project | PA | 62400 | NA3 | 5.5 | Conventional Hydroelectric | WAT | HY | (P) Planned for installation, but regulatory approvals not initiated | 9.5
2022 | 11 | 61906 | Rye Development | IPP | Montgomery L&D Hydroelectric Project | PA | 62400 | NA4 | 5.5 | Conventional Hydroelectric | WAT | HY | (P) Planned for installation, but regulatory approvals not initiated | 9.5
2022 | 11 | 61906 | Rye Development | IPP | Morgantown L&D Hydroelectric Project | WV | 62387 | NA2 | 1.5 | Conventional Hydroelectric | WAT | HY | (P) Planned for installation, but regulatory approvals not initiated | 2.5
2022 | 11 | 61906 | Rye Development | IPP | Opekiska L&D Hydroelectric Project | WV | 62386 | NA2 | 2 | Conventional Hydroelectric | WAT | HY | (P) Planned for installation, but regulatory approvals not initiated | 3
2022 | 11 | 61906 | Rye Development | IPP | Overton Hydroelectric Project | LA | 62391 | NA2 | 5.5 | Conventional Hydroelectric | WAT | HY | (P) Planned for installation, but regulatory approvals not initiated | 8.1
2022 | 11 | 61906 | Rye Development | IPP | Overton Hydroelectric Project | LA | 62391 | NA3 | 5.5 | Conventional Hydroelectric | WAT | HY | (P) Planned for installation, but regulatory approvals not initiated | 8.1
2022 | 11 | 61906 | Rye Development | IPP | Overton Hydroelectric Project | LA | 62391 | NA4 | 5.5 | Conventional Hydroelectric | WAT | HY | (P) Planned for installation, but regulatory approvals not initiated | 8.1
2022 | 11 | 61906 | Rye Development | IPP | Overton Hydroelectric Project | LA | 62391 | NA5 | 5.5 | Conventional Hydroelectric | WAT | HY | (P) Planned for installation, but regulatory approvals not initiated | 8.1
2022 | 11 | 61906 | Rye Development | IPP | Overton Hydroelectric Project | LA | 62391 | NA6 | 5.5 | Conventional Hydroelectric | WAT | HY | (P) Planned for installation, but regulatory approvals not initiated | 8.1
2022 | 11 | 61906 | Rye Development | IPP | Philo L&D Hydroelectric Project | OH | 62427 | NA2 | 1.2 | Conventional Hydroelectric | WAT | HY | (P) Planned for installation, but regulatory approvals not initiated | 1.5
2022 | 11 | 61906 | Rye Development | IPP | Point Marion L&D Hydroelectric Project | PA | 62384 | NA2 | 1.5 | Conventional Hydroelectric | WAT | HY | (P) Planned for installation, but regulatory approvals not initiated | 2.5
2022 | 11 | 61906 | Rye Development | IPP | Rokeby L&D Hydroelectric Project | OH | 62426 | NA2 | 1.5 | Conventional Hydroelectric | WAT | HY | (P) Planned for installation, but regulatory approvals not initiated | 2
2022 | 11 | 61906 | Rye Development | IPP | Sardis Lake Hydroelectric Project | MS | 62425 | NA2 | 5.5 | Conventional Hydroelectric | WAT | HY | (P) Planned for installation, but regulatory approvals not initiated | 7.5
2022 | 12 | 61768 | Arrow Canyon Solar LLC | IPP | Arrow Canyon Solar Hybrid | NV | 62248 | 1 | 200 | Solar Photovoltaic | SUN | PV | (P) Planned for installation, but regulatory approvals not initiated | 200
2022 | 12 | 61768 | Arrow Canyon Solar LLC | IPP | Arrow Canyon Solar Hybrid | NV | 62248 | 2 | 75 | Batteries | MWH | BA | (P) Planned for installation, but regulatory approvals not initiated | 75
2022 | 12 | 59365 | Capital Power Corporation | IPP | Garrison Butte Wind, LLC | ND | 60066 | GEN | 150 | Onshore Wind Turbine | WND | WT | (P) Planned for installation, but regulatory approvals not initiated | 150
2022 | 12 | 56769 | Consolidated Edison Development Inc. | IPP | Burt County Wind | NE | 61511 | BCNE | 75 | Onshore Wind Turbine | WND | WT | (L) Regulatory approvals pending. Not under construction | 75
2022 | 12 | 62760 | EDPR CA Solar Park VI LLC | IPP | EDPR CA Solar Park VI LLC (CA) Hybrid | CA | 62892 | SONR2 | 40 | Batteries | MWH | BA | (T) Regulatory approvals received. Not under construction | 40
2022 | 12 | 62760 | EDPR CA Solar Park VI LLC | IPP | EDPR CA Solar Park VI LLC (CA) Hybrid | CA | 62892 | SONRI | 200 | Solar Photovoltaic | SUN | PV | (T) Regulatory approvals received. Not under construction | 201
2022 | 12 | 59380 | Enel Green Power NA, Inc. | IPP | Cascade Energy Storage, LLC | CA | 61801 | 10002 | 25 | Batteries | MWH | BA | (L) Regulatory approvals pending. Not under construction | 25
2022 | 12 | 59380 | Enel Green Power NA, Inc. | IPP | Sierra Energy Storage, LLC | CA | 61803 | 10003 | 10 | Batteries | MWH | BA | (L) Regulatory approvals pending. Not under construction | 10
2022 | 12 | 56615 | First Solar Project Development | IPP | Aiya Solar Project | NV | 59869 | GEN01 | 100 | Solar Photovoltaic | SUN | PV | (P) Planned for installation, but regulatory approvals not initiated | 100
2022 | 12 | 60411 | Friesian Holdings, LLC | IPP | Friesian Holdings | NC | 60692 | PV1 | 75 | Solar Photovoltaic | SUN | PV | (L) Regulatory approvals pending. Not under construction | 75
2022 | 12 | 49893 | Invenergy Services LLC | IPP | Tip Top Solar Energy Center LLC | NM | 63028 | GEN1 | 220 | Solar Photovoltaic | SUN | PV | (P) Planned for installation, but regulatory approvals not initiated | 220
2022 | 12 | 58804 | Lake Erie Energy Development Corp | IPP | Icebreaker Offshore Wind Farm | OH | 58941 | WTG1 | 3.4 | Offshore Wind Turbine | WND | WS | (L) Regulatory approvals pending. Not under construction | 3.4
2022 | 12 | 58804 | Lake Erie Energy Development Corp | IPP | Icebreaker Offshore Wind Farm | OH | 58941 | WTG2 | 3.4 | Offshore Wind Turbine | WND | WS | (L) Regulatory approvals pending. Not under construction | 3.4
2022 | 12 | 58804 | Lake Erie Energy Development Corp | IPP | Icebreaker Offshore Wind Farm | OH | 58941 | WTG3 | 3.4 | Offshore Wind Turbine | WND | WS | (L) Regulatory approvals pending. Not under construction | 3.4
2022 | 12 | 58804 | Lake Erie Energy Development Corp | IPP | Icebreaker Offshore Wind Farm | OH | 58941 | WTG4 | 3.4 | Offshore Wind Turbine | WND | WS | (L) Regulatory approvals pending. Not under construction | 3.4
2022 | 12 | 58804 | Lake Erie Energy Development Corp | IPP | Icebreaker Offshore Wind Farm | OH | 58941 | WTG5 | 3.4 | Offshore Wind Turbine | WND | WS | (L) Regulatory approvals pending. Not under construction | 3.4
2022 | 12 | 58804 | Lake Erie Energy Development Corp | IPP | Icebreaker Offshore Wind Farm | OH | 58941 | WTG6 | 3.4 | Offshore Wind Turbine | WND | WS | (L) Regulatory approvals pending. Not under construction | 3.4
2022 | 12 | 56939 | Lexington Chenoa Wind Farm II LLC | IPP | Bright Stalk Wind Farm II | IL | 57622 | GEN1 | 200 | Onshore Wind Turbine | WND | WT | (P) Planned for installation, but regulatory approvals not initiated | 200
2022 | 12 | 58842 | Power Company of Wyoming LLC | IPP | Chokecherry and Sierra Madre Wind | WY | 58987 | I-A | 500 | Onshore Wind Turbine | WND | WT | (U) Under construction, less than or equal to 50 percent complete | 500
2022 | 12 | 56215 | RWE Renewables Americas LLC | IPP | Pinckard Solar | AL | 62787 | PCKND | 79.7 | Solar Photovoltaic | SUN | PV | (L) Regulatory approvals pending. Not under construction | 85.1
2022 | 12 | 21554 | Seminole Electric Cooperative Inc | Electric Utility | Seminole (FL) | FL | 136 | CT1 | 349.8 | Natural Gas Fired Combined Cycle | NG | CT | (L) Regulatory approvals pending. Not under construction | 384.2
2022 | 12 | 21554 | Seminole Electric Cooperative Inc | Electric Utility | Seminole (FL) | FL | 136 | CT2 | 349.8 | Natural Gas Fired Combined Cycle | NG | CT | (L) Regulatory approvals pending. Not under construction | 384.2
2022 | 12 | 21554 | Seminole Electric Cooperative Inc | Electric Utility | Seminole (FL) | FL | 136 | ST | 396.6 | Natural Gas Fired Combined Cycle | NG | CA | (L) Regulatory approvals pending. Not under construction | 414.8
2023 | 5 | 62733 | Cranberry Point Energy Storage LLC | IPP | Cranberry Point Energy Storage | MA | 62844 | NA | 150 | Batteries | MWH | BA | (P) Planned for installation, but regulatory approvals not initiated | 150
2023 | 5 | 12199 | Montana-Dakota Utilities Co | Electric Utility | R M Heskett | ND | 2790 | 4 | 88 | Natural Gas Fired Combustion Turbine | NG | GT | (P) Planned for installation, but regulatory approvals not initiated | 88
2023 | 5 | 16572 | Salt River Project | Electric Utility | Copper Crossing Energy Center | AZ | 58413 | CCGS3 | 226 | Natural Gas Fired Combustion Turbine | NG | GT | (P) Planned for installation, but regulatory approvals not initiated | 241
2023 | 7 | 60798 | 69SV 8me LLC | IPP | Eland Solar & Storage Center, Phase 2 Hybrid | CA | 61169 | 61169 | 150 | Batteries | MWH | BA | (P) Planned for installation, but regulatory approvals not initiated | 150
2023 | 7 | 60798 | 69SV 8me LLC | IPP | Eland Solar & Storage Center, Phase 2 Hybrid | CA | 61169 | 69SV8 | 200 | Solar Photovoltaic | SUN | PV | (P) Planned for installation, but regulatory approvals not initiated | 200
2023 | 9 | 62910 | 300MS 8me LLC | IPP | Southern Bighorn Solar Hybrid | NV | 63113 | BESS | 135 | Batteries | MWH | BA | (P) Planned for installation, but regulatory approvals not initiated | 135
2023 | 9 | 62910 | 300MS 8me LLC | IPP | Southern Bighorn Solar Hybrid | NV | 63113 | SBS | 300 | Solar Photovoltaic | SUN | PV | (P) Planned for installation, but regulatory approvals not initiated | 300
2023 | 10 | 61914 | Juwi Inc | IPP | Spanish Peaks Solar | CO | 62379 | 47301 | 100 | Solar Photovoltaic | SUN | PV | (P) Planned for installation, but regulatory approvals not initiated | 100
2023 | 12 | 60600 | Adams Solar, LLC | IPP | Adams Solar | NC | 60949 | PV1 | 2 | Solar Photovoltaic | SUN | PV | (P) Planned for installation, but regulatory approvals not initiated | 2
2023 | 12 | 60064 | Clean Path Energy Center, LLC | IPP | Clean Path Energy Center | NM | 60289 | CPEC1 | 680 | Natural Gas Fired Combined Cycle | NG | CC | (P) Planned for installation, but regulatory approvals not initiated | 680
2023 | 12 | 60064 | Clean Path Energy Center, LLC | IPP | Clean Path Energy Center | NM | 60289 | PVGEN | 55 | Solar Photovoltaic | SUN | PV | (P) Planned for installation, but regulatory approvals not initiated | 55
2023 | 12 | 58842 | Power Company of Wyoming LLC | IPP | Chokecherry and Sierra Madre Wind | WY | 58987 | I-B | 500 | Onshore Wind Turbine | WND | WT | (U) Under construction, less than or equal to 50 percent complete | 500
2023 | 12 | 62023 | Skeleton Creek Energy Center | IPP | Skeleton Creek Energy Center Hybrid | OK | 62494 | SCBAT | 200 | Batteries | MWH | BA | (P) Planned for installation, but regulatory approvals not initiated | 200
2023 | 12 | 62023 | Skeleton Creek Energy Center | IPP | Skeleton Creek Energy Center Hybrid | OK | 62494 | SCSOL | 250 | Solar Photovoltaic | SUN | PV | (P) Planned for installation, but regulatory approvals not initiated | 250
2023 | 12 | 60599 | Washington Solar, LLC | IPP | Washington Solar | NC | 60948 | PV1 | 5 | Solar Photovoltaic | SUN | PV | (P) Planned for installation, but regulatory approvals not initiated | 5
2024 | 1 | 2719 | CalWind Resources Inc | IPP | Tehachapi Wind Resource II | CA | 54909 | PLAN | 15.5 | Onshore Wind Turbine | WND | WT | (P) Planned for installation, but regulatory approvals not initiated | 15.5
2024 | 4 | 55927 | Power4Georgians LLC | Electric Utility | Plant Washington | GA | 56675 | MAIN | 850 | Conventional Steam Coal | SUB | ST | (T) Regulatory approvals received. Not under construction | 850
2024 | 5 | 16572 | Salt River Project | Electric Utility | Copper Crossing Energy Center | AZ | 58413 | CCGS1 | 98 | Natural Gas Fired Combustion Turbine | NG | GT | (P) Planned for installation, but regulatory approvals not initiated | 116
2024 | 5 | 16572 | Salt River Project | Electric Utility | Copper Crossing Energy Center | AZ | 58413 | CCGS2 | 98 | Natural Gas Fired Combustion Turbine | NG | GT | (P) Planned for installation, but regulatory approvals not initiated | 116
2024 | 5 | 16572 | Salt River Project | Electric Utility | Copper Crossing Energy Center | AZ | 58413 | CCGS4 | 226 | Natural Gas Fired Combustion Turbine | NG | GT | (P) Planned for installation, but regulatory approvals not initiated | 241
2024 | 5 | 16572 | Salt River Project | Electric Utility | Copper Crossing Energy Center | AZ | 58413 | CCGS5 | 226 | Natural Gas Fired Combustion Turbine | NG | GT | (P) Planned for installation, but regulatory approvals not initiated | 241
2024 | 12 | 60799 | 33UI 8me LLC | IPP | Long Ridge Solar Farm | UT | 61170 | 33UI8 | 300 | Solar Photovoltaic | SUN | PV | (P) Planned for installation, but regulatory approvals not initiated | 300
2024 | 12 | 56814 | Black Creek Renewable Energy LLC | IPP | Sampson County Disposal | NC | 57492 | GEN7 | 1.6 | Landfill Gas | LFG | IC | (T) Regulatory approvals received. Not under construction | 1.6
2024 | 12 | 56814 | Black Creek Renewable Energy LLC | IPP | Sampson County Disposal | NC | 57492 | GEN8 | 1.6 | Landfill Gas | LFG | IC | (T) Regulatory approvals received. Not under construction | 1.6
2024 | 12 | 58842 | Power Company of Wyoming LLC | IPP | Chokecherry and Sierra Madre Wind | WY | 58987 | I-C | 500 | Onshore Wind Turbine | WND | WT | (U) Under construction, less than or equal to 50 percent complete | 500
2025 | 1 | 7189 | Gila Bend Power Partners LLC | IPP | Gila Bend Power Generation Station | AZ | 55507 | 1 | 156 | Natural Gas Fired Combined Cycle | NG | CT | (L) Regulatory approvals pending. Not under construction | 170
2025 | 2 | 7189 | Gila Bend Power Partners LLC | IPP | Gila Bend Power Generation Station | AZ | 55507 | 2 | 156 | Natural Gas Fired Combined Cycle | NG | CT | (L) Regulatory approvals pending. Not under construction | 170
2025 | 2 | 7189 | Gila Bend Power Partners LLC | IPP | Gila Bend Power Generation Station | AZ | 55507 | 3 | 156 | Natural Gas Fired Combined Cycle | NG | CT | (L) Regulatory approvals pending. Not under construction | 170
2025 | 2 | 7189 | Gila Bend Power Partners LLC | IPP | Gila Bend Power Generation Station | AZ | 55507 | 4 | 390 | Natural Gas Fired Combined Cycle | NG | CA | (L) Regulatory approvals pending. Not under construction | 390
2025 | 5 | 16572 | Salt River Project | Electric Utility | Copper Crossing Energy Center | AZ | 58413 | CCGS6 | 226 | Natural Gas Fired Combustion Turbine | NG | GT | (P) Planned for installation, but regulatory approvals not initiated | 241
2025 | 5 | 16572 | Salt River Project | Electric Utility | Copper Crossing Energy Center | AZ | 58413 | CCGS7 | 226 | Natural Gas Fired Combustion Turbine | NG | GT | (P) Planned for installation, but regulatory approvals not initiated | 241
2025 | 5 | 16572 | Salt River Project | Electric Utility | Copper Crossing Energy Center | AZ | 58413 | CCGS8 | 226 | Natural Gas Fired Combustion Turbine | NG | GT | (P) Planned for installation, but regulatory approvals not initiated | 241
2025 | 12 | 58842 | Power Company of Wyoming LLC | IPP | Chokecherry and Sierra Madre Wind | WY | 58987 | II-A | 750 | Onshore Wind Turbine | WND | WT | (L) Regulatory approvals pending. Not under construction | 750
2026 | 5 | 40575 | Utah Associated Mun Power Sys | Electric Utility | UAMPS Carbon Free Power Plant | ID | 61075 | NPM1 | 47.5 | Nuclear | NUC | ST | (P) Planned for installation, but regulatory approvals not initiated | 50
2026 | 6 | 40575 | Utah Associated Mun Power Sys | Electric Utility | UAMPS Carbon Free Power Plant | ID | 61075 | NPM2 | 47.5 | Nuclear | NUC | ST | (P) Planned for installation, but regulatory approvals not initiated | 50
2026 | 7 | 40575 | Utah Associated Mun Power Sys | Electric Utility | UAMPS Carbon Free Power Plant | ID | 61075 | NPM3 | 47.5 | Nuclear | NUC | ST | (P) Planned for installation, but regulatory approvals not initiated | 50
2026 | 9 | 40575 | Utah Associated Mun Power Sys | Electric Utility | UAMPS Carbon Free Power Plant | ID | 61075 | NPM4 | 47.5 | Nuclear | NUC | ST | (P) Planned for installation, but regulatory approvals not initiated | 50
2026 | 9 | 40575 | Utah Associated Mun Power Sys | Electric Utility | UAMPS Carbon Free Power Plant | ID | 61075 | NPM5 | 47.5 | Nuclear | NUC | ST | (P) Planned for installation, but regulatory approvals not initiated | 50
2026 | 10 | 40575 | Utah Associated Mun Power Sys | Electric Utility | UAMPS Carbon Free Power Plant | ID | 61075 | NPM6 | 47.5 | Nuclear | NUC | ST | (P) Planned for installation, but regulatory approvals not initiated | 50
2026 | 11 | 40575 | Utah Associated Mun Power Sys | Electric Utility | UAMPS Carbon Free Power Plant | ID | 61075 | NPM7 | 47.5 | Nuclear | NUC | ST | (P) Planned for installation, but regulatory approvals not initiated | 50
2026 | 12 | 58842 | Power Company of Wyoming LLC | IPP | Chokecherry and Sierra Madre Wind | WY | 58987 | II-B | 750 | Onshore Wind Turbine | WND | WT | (L) Regulatory approvals pending. Not under construction | 750
2026 | 12 | 40575 | Utah Associated Mun Power Sys | Electric Utility | UAMPS Carbon Free Power Plant | ID | 61075 | NPM8 | 47.5 | Nuclear | NUC | ST | (P) Planned for installation, but regulatory approvals not initiated | 50
2027 | 1 | 40575 | Utah Associated Mun Power Sys | Electric Utility | UAMPS Carbon Free Power Plant | ID | 61075 | NPM9 | 47.5 | Nuclear | NUC | ST | (P) Planned for installation, but regulatory approvals not initiated | 50
2027 | 2 | 40575 | Utah Associated Mun Power Sys | Electric Utility | UAMPS Carbon Free Power Plant | ID | 61075 | NPM10 | 47.5 | Nuclear | NUC | ST | (P) Planned for installation, but regulatory approvals not initiated | 50
2027 | 3 | 40575 | Utah Associated Mun Power Sys | Electric Utility | UAMPS Carbon Free Power Plant | ID | 61075 | NPM11 | 47.5 | Nuclear | NUC | ST | (P) Planned for installation, but regulatory approvals not initiated | 50
2027 | 4 | 40575 | Utah Associated Mun Power Sys | Electric Utility | UAMPS Carbon Free Power Plant | ID | 61075 | NPM12 | 47.5 | Nuclear | NUC | ST | (P) Planned for installation, but regulatory approvals not initiated | 50
2027 | 12 | 60223 | Ketchikan Electric Company | Electric Utility | Mahoney Lake Hydroelectric | AK | 59027 | GEN 1 | 9.6 | Conventional Hydroelectric | WAT | HY | (P) Planned for installation, but regulatory approvals not initiated | 9.6
NOTES: Capacity from facilities with a total generator nameplate capacity less than 1 MW are excluded from this table. Entity ID and Plant ID are official, unique identification numbers assigned by EIA; Generator IDs are assigned by plant owners and/or operators. Descriptions for the Energy Source Codes and the Prime Mover Codes listed in the table can be found in the Technical Notes. Sources: U.S. Energy Information Administration, Form EIA-860, 'Annual Electric Generator Report' and Form EIA-860M, 'Monthly Update to the Annual Electric Generator Report.'